## Molecular test kits
Company | Test name | Molecular Test Instrument Platform | Instructions for Users | Link to test web page | Regulatory status | Sample type | Point-of-Care? | Sample prep integrated? | Catalog number | Customer Support by Email or Web | Company point of contact | Company telephone number | Company address: street | Company address: city | Company address: state or province | Company address: country | Company address: postal code | Cost / kit | Test in stock? | Lead time to ship orders | Company stage | Company valuation | Company entered PCR test market | # of other tests in the marketplace / number with FDA approval / with CE mark | Production rate of tests | Still expanding production capacity? | Gene target | Verified LOD | Avg Ct (lowest dilution 10/10) | Turn-around time | # of tests per instrument run | # of tests / kit | ABI 7500 | Sensitivity | Specificity | Test Type | Clinical, LOD, or both | PPA | NPA | Performance Target Specimen | Performance Notes
1drop Inc. | 1copy COVID-19 qPCR Multi Kit | Roche LightCycler, Qiagen Rotor-Gene Q, ThermoFisher QuantStudio Dx, ABI 7500, Bio-Rad CFX96 | https://www.fda.gov/media/137935/download | http://www.1drop.co.kr/sp.php?p=63 | US FDA EUA | nasopharyngeal swab, oropharyngeal swab, nasal swab, nasal wash | N | N | M22MD100M | cs@1drop.co.kr | 1drop Inc. | +82 70 4275 1248 | A-203, Keumkang Penterium IT Tower, 215, Galmachi-ro, Jungwon-gu | Seongnam-si | Gyeonggi-do | Republic of Korea | 13217 | [9 empty] | RdRp, E | 200 copies per milliliter |  |  | 48 | 100 |  |  |  | Lab-developed test (LDT) / service
3B Blackbio Biotech India Ltd., a subsidiary of Kilpest India Ltd. | TRUPCR SARS-CoV-2 Kit | Qiagen Rotor-Gene Q, ThermoFisher QuantStudio 3 | https://www.fda.gov/media/139296/download | https://3bblackbio.com/covid-19-corona-virus-real-time-qpcr-kit-sars-cov-2-trupcr.html | US FDA EUA | nasopharyngeal swab, oropharyngeal swab, nasal swab, nasal wash, bronchoalveolar lavage | N | N | 3B304 | mail@genophyll.com |  | 1-732-945-0190 | Genophyll Enterprises, LLC, 100 Davidson Ave Suite 109 | Somerset | NJ | USA | 8873 | [18 empty] | Lab-developed test (LDT) / service
Abbott Diagnostics Scarborough, Inc. | ID NOW COVID-19 | ID NOW | https://www.fda.gov/media/136525/download | https://www.alere.com/en/home/product-details/id-now-covid-19.html | US FDA EUA | nasopharyngeal swab, oropharangeal swab, nasal swab | Y | Y | 190-000: ID NOW COVID-19 Test Kit | ts.scr@abbott.com |  | 1-855-731-2288 | 10 Southgate Road | Scarborough | Maine | USA | 4074 | [9 empty] | RdRp | 125 copies per milliliters |  | >13 minutes | 1 |  |  |  |  | Lab-developed test (LDT) / service
Abbott Molecular | Abbott RealTime SARS-CoV-2 assay | Abbott m2000 | https://www.fda.gov/media/136258/download | https://www.molecular.abbott/us/en/products/infectious-disease/RealTime-SARS-CoV-2-Assay | US FDA EUA | nasopharyngeal swab, oropharyngeal swab | N | Y | 09N77-095, 09N77-085 | molecularsupport@abbott.com | Abbott Molecular Inc. | 1 800 553 7042 | 1300 East Touhy Avenue | Des Plaines | IA | USA | 60018 | [9 empty] | RdRp, N | 6.2 genome equivalents per reaction |  |  | 96 | 96
Abbott Molecular Inc. | Alinity m SARS-CoV-2 assay | Alinity m | https://www.fda.gov/media/137979/download | https://www.molecular.abbott/us/en/products/infectious-disease/alinity-m-sars-cov-2-assay | US FDA EUA | nasopharyngeal swab, oropharyngeal swab, bronchoalveolar lavage | N | Y | 09N78-095, 09N78-085 | molecularsupport@abbott.com | Abbott Molecular Inc. | 1 800 553 7042 | 1300 East Touhy Avenue | Des Plaines | IA | USA | 60018 | [9 empty] | RdRp, N | 100 copies per milliliter |  |  | varies | 192
altona Diagnostics GmbH | RealStar SARS-CoV-2 RT-PCR Kit U.S. | Bio-Rad CFX96 | https://www.fda.gov/media/137252/download | https://altona-diagnostics.com/en/products/reagents-140/reagents/realstar-real-time-pcr-reagents/realstar-sars-cov-2-rt-pcr-kit-eua-u-s.html | US FDA EUA | nasopharyngeal swab, oropharyngeal swab, nasal swab, nasal wash | N | N | 821005 | support@altona-diagnostics.com |  | 1 614 706 1784 | 82120 Corporate Boulevard | Plain City, | Ohio | Germany | 43064 | [9 empty] | E, S | https://www.fda.gov/media/137252/download |  |  |  | 384
Applied BioCode, Inc. | BioCode SARS-CoV-2 Assay | BioCode MDx-3000 | https://www.fda.gov/media/139049/download | http://www.apbiocode.com/sars-cov-2.htm | US FDA EUA | nasopharyngeal swab, oropharyngeal swab, nasal swab, bronchoalveolar lavage | N | N | 64-C0304 | TechSupport@ApBioCode.com |  | 1-833-246-2633 x882 | 12130 Mora Dr. Unit 2 | Santa Fe Springs | CA | USA | 90670
Applied DNA Sciences, Inc. | Linea COVID-19 Assay Kit | ThermoFisher QuantStudio Dx | https://www.fda.gov/media/138059/download | https://adnas.com/dxcovid/ | US FDA EUA | nasopharyngeal swab, oropharyngeal swab, nasal swab, nasal wash | N | N | DX1001-001-000, DX1001-002-000, DX1001-003-000 | dxcovid@adnas.com | Applied DNA Sciences Inc. | 1 631 240 8800 | 50 Health Sciences Drive | Stony Brook | NY | USA | 11790 | [9 empty] | S | 1.25 copies per microliter |  |  | 96 | 100, 500, 1000
Atila BioSystems, Inc. | iAMP COVID-19 Detection Kit | Atila Power-Gene 9600 Plus, Bio-Rad CFX96, ABI 7500 | https://www.fda.gov/media/136870/download | https://atilabiosystems.com/our-products/covid-19/ | US FDA EUA | nasopharyngeal swab, oropharyngeal swab, nasal swab | N | Y | iAMP-COVID19-100 | info@atilabiosystems.com |  | 1-(650)-544-4516 | 740 Sierra Vista Ave, Suite E, | Mountain View | CA | USA | 94043 | [9 empty] | N, ORF1ab | https://www.fda.gov/media/136870/download |  | ~1hr | 94 | 100 | x
Becton, Dickinson & Company | BD SARS-CoV-2Reagents for BD MAX System | BD MAX | https://www.fda.gov/media/136816/download | https://www.bd.com/en-us/offerings/capabilities/molecular-diagnostics/molecular-tests/bd-sars-cov-2-reagents | US FDA EUA | nasopharyngeal swab, oropharyngeal swab, nasal swab, nasal wash | N | Y | 445003-1 | See link in product web page |  | 1-800-638-8663 | 7 Loveton Circle | Sparks | MD | USA | 21152 | [9 empty] | N, RNase P | 40 copies per milliliter |  |  |  | 24
Becton, Dickinson & Company (BD) | BioGX SARS-CoV-2 Reagents for BD MAX System | BD MAX | https://www.fda.gov/media/136653/download | https://www.bd.com/en-us/offerings/capabilities/molecular-diagnostics/molecular-tests/biogx-sars-cov-2-reagents | US FDA EUA | nasopharyngeal swab, oropharyngeal swab, nasal swab, nasal wash | N | Y | 444213 | See link in product web page |  | 1-800-638-8663 | 7 Loveton Circle | Sparks | MD | USA | 21152
BGI Genomics Co. Ltd | Real-Time Fluorescent RT-PCR Kit for Detecting SARS-CoV-2 | ABI 7500, Roche LightCycler, ThermoFisher QuantStudio 5 | https://www.fda.gov/media/136472/download | https://www.bgi.com/us/sars-cov-2-real-time-fluorescent-rt-pcr-kit-ivd/ | US FDA EUA | nasopharyngeal swab, oropharyngeal swab, nasal swab, nasal wash, bronchoalveolar lavage | N | N | N/A | https://www.bgi.com/us/company/contact-us/ |  | 1-617-500-2741 | One Broadway, 3rd Floor | Cambridge | MA | USA | 2142 | [9 empty] | ORF1ab | 100 Copies per milliliter |  |  |  | 50 reactions/kit
BioCore Co., Ltd. | BioCore 2019-nCoV Real Time PCR Kit | Bio-Rad CFX96, ABI 7500, SLAN-96P | https://www.fda.gov/media/138290/download | http://www.bio-core.com/biocore/kr/common/Brochure_(ENG).pdf | US FDA EUA | nasopharangeal swab, oropharangeal swab, nasal swab, bronchoalveolar lavage, sputum | N | N | BC-01-0099 | Mark@bestchanceproducts.com |  | 1-714-844-8900 | BCP LLC 695 Town Center Dr Suite # 230 | Costa Mesa | CA | USA | 92626
BioFire Defense, LLC | BioFire COVID-19 Test | FilmArray | https://www.fda.gov/media/136353/download | https://www.biofiredx.com/covid-19/ | US FDA EUA | nasopharangeal swab | N | Y | 423745, 423744, 423748 | support@BioFireDefense.com | BioFire Defense, LLC | 1-801-262-3592 | 79 West 4500 South, Suite 14 | Salt Lake City | UT | USA | 84107 | [9 empty] | ORF1ab, ORF8 | 330 copies per milliliter |  |  | 1 | 6 or 30 | x
BioFire Diagnostics, LLC | BioFire Respiratory Panel 2.1 (RP2.1) | FilmArray | https://www.fda.gov/media/137583/download | https://www.biofiredx.com/covid-19/ | US FDA EUA | nasopharyngeal swab | N | Y | 423738 | support@BioFireDX.com | Kristen Kanack | 1-800-735-6544 | 515 Colorow Drive | Salt Lake City | UT | USA | 84108 | [9 empty] | Schizosaccharomyces pombe |  |  | 45 mins | 30 | 30 | x
BioMérieux SA | SARS-COV-2 R-GENE | ABI 7500, ThermoFisher QuantStudio 5, Roche LightCycler, Bio-Rad CFX96, Qiagen Rotor‑Gene Q | https://www.fda.gov/media/137742/download | https://www.biomerieux-usa.com/clinical/argene-sars-cov-2-rgene | US FDA EUA | nasopharyngeal swab, oropharyngeal swab, nasal swab, nasal wash, bronchoalveolar lavage | N | N | 423735 | CustomerService-ImmunoMolecular@biomerieux.com | Sophie Vernay | 800-682-2666 | 376 Chemin de l’Orme | Marcy l’Etoile |  | France | 69280 | [9 empty] | N, RdRp, E, HPRT1 |  |  |  | 96, 480 | 120 for assay 1, 30 for assay 2
Bio-Rad Laboratories, Inc | Bio-Rad SARS-CoV-2 ddPCR Test | Bio-Rad QX200, Bio-Rad QXDx | https://www.fda.gov/media/137579/download | https://www.bio-rad.com/en-us/product/sars-cov-2-droplet-digital-pcr-ddpcr-kit?ID=Q9KNF4RT8IG9&tlp-link=[Post-Treatment%20Monitoring]%20[Order%20SARS-CoV-2%20ddPCR%20Kit]&tlp-link=[SARS-CoV-2%20ddPCR]%20[2019-nCoV%20CDC%20ddPCR%20Triplex%20Probe%20Assay] | US FDA EUA | nasopharyngeal swab, nasopharyngeal wash, nasal swab, nasal wash | N | N | PN 12008202 PN 1864021 PN COV019 PN COV000 | www.consult.bio-rad.com | George De La Rosa | 1-800-224-6723 | Digital Biology Group (DBG) 5731 W Las Positas Blvd | Pleasanton | CA | USA | 94588 | [9 empty] | N, RNase P |  |  |  | 96 | 200
Center for Disease Control and Prevention (CDC) | CDC 2019-nCoV Real-Time RT-PCR Diagnostic Panel (CDC) | ABI 7500 | https://www.fda.gov/media/134922/download | https://www.cdc.gov/coronavirus/2019-ncov/lab/virus-requests.html | US FDA EUA | nasopharyngeal swab, oropharyngeal swab, nasal wash, bronchoalveolar lavage, sputum | N | N | 2019-nCoVEUA-01 | respvirus@cdc.gov | Centers for Disease Control and Prevention |  | 1600 Clifton Road ND | Atlanta | GA | USA | 30329 | [9 empty] | N, RnaseP | 3 copies per microliter | 32.5 |  | 20 | 1000
Cepheid | Xpert Xpress SARS-CoV-2 test | GeneXpert | https://www.fda.gov/media/136314/download | https://www.cepheid.com/coronavirus | US FDA EUA | nasopharyngeal swab, oropharyngeal swab, nasal swab, nasal wash | Y | Y | XPRSARS-COV2-10 | ordermanagement@cepheid.com | Cepheid Inc. | 1 888 838 3222 | 900 Carribbean Drive | Sunnyvale | CA | USA | 94089 | [9 empty] | N2, E | 250 copies per milliliter |  |  | varies | 10
ChromaCode Inc. | HDPCR SARS-CoV-2 Assay | ABI 7500, ThermoFisher QuantStudio 7, ThermoFisher QuantStudio 12 | https://www.fda.gov/media/138786/download | https://chromacode.com/products/hdpcr-sars-cov-2-assay/#/sars-cov-2 | US FDA EUA | nasopharyngeal swab, oropharyngeal swab, nasal swab, nasal wash, bronchoalveolar lavage | N | N | 0683, 0690 | customer.support@chromacode.com |  | 1-442-244-4357 | 2330 Faraday Ave. Suite 100 | Carlsbad | CA | USA | 92008 | [15 empty] | x
Co-Diagnostics, Inc. | Logix Smart Coronavirus Disease 2019 (COVID-19) Kit | CoDx Box | https://www.fda.gov/media/136687/download | http://codiagnostics.com/products/diagnostic-solutions/logix-smart-covid19/ | US FDA EUA | nasopharyngeal swab, oropharyngeal swab, bronchoalveolar lavage, sputum | N | N | COVID-MM001 | info@codiagnostics.com |  | +1 (801) 438-1036 | 2401 S Foothill Dr. Ste D | Salt Lake City | UT | USA | 84109 | [9 empty] | RdRp | 4.29 copies microliter |  |  |  |  | x
Cue Health Inc | Cue COVID-19 Test | Cue Health Monitoring System | https://www.fda.gov/media/138826/download | https://www.cuehealth.com/covid-19 | US FDA EUA | nasal swab | Y | Y | N/A | support@cuehealth.com |  | 1-833-283-8378 | 11100 Roselle St. Suite A | San Diego | CA | USA | 92121
dba SpectronRX | Hymon SARS-CoV-2 Test Kit | ABI 7500 | https://www.fda.gov/media/138345/download | https://spectronrx.com/covid | US FDA EUA | nasopharyngeal swab, oropharyngeal swab, nasal swab, bronchoalveolar lavage | N | N | 351251 | COVID19info@spectronrx.com |  | 1-877-276-1137 | 9550 Zionsville Road, Suite 1 | Indianapolis | IN | USA | 46268 | [15 empty] | x
DiaCarta, Inc | QuantiVirus SARS-CoV-2 Test kit | ThermoFisher QuantStudio 5, ABI 7500 | https://www.fda.gov/media/136809/download | https://diacarta.com/products/coronavirus-test | US FDA EUA | nasopharyngeal swab, oropharyngeal swab, nasal swab, sputum | N | N | DC-11-0007 (24 Reactions) DC-11-0008 (48 Reactions) DC-11-0009 (480 Reactions) | covid19support@diacarta.com |  | 510-878-6662 | 2600 Hilltop Drive | Richmond | CA | USA | 94806 | [9 empty] | N, Orf1ab, E | https://www.fda.gov/media/136809/download |  |  | 96, 384 | 24/48/480 | x
DiaSorin Molecular LLC | Simplexa COVID-19 Direct assay | Liason MDX | https://www.fda.gov/media/136286/download | https://molecular.diasorin.com/us/kit/simplexa-covid-19-direct-kit/ | US FDA EUA | nasopharyngeal swab, nasal swab, bronchoalveolar lavage | N | Y | MOL4151, MOL1455, MOL4160 | CS.molecular@diasorin.com | DiaSorin Molecular LLC | 1 800 838-4548 | 11331 Valley View Stree | Cypress | CA | USA | 90630 | [9 empty] | ORF1ab, S | 500 copies per milliliter |  |  | 8 | 24
Euroimmun US, Inc. | EURORealTime SARS-Cov-2 | ABI 7500, Roche LightCycler, Bio-Rad CFX96 | https://www.fda.gov/media/138761/download | https://www.coronavirus-diagnostics.com/pcr-test-for-the-detection-of-sars-cov-2.html | US FDA EUA | nasopharyngeal swab, oropharyngeal swab, nasal swab, bronchoalveolar lavage | N | N | MP 2606-0125, MP 2606-0225, MP 2606-0425, MP 2606-0100, MP 2606-0200 | support@euroimmun.us |  | 1-973-794-4241 | 1 Bloomfield Ave | Mountain Lakes | NJ | USA | 7046 | [15 empty] | x
Fast Track Diagnostics Luxembourg S.á.r.l. (a Siemens Healthineers Company) | FTD SARS-CoV-2 | ABI 7500 | https://www.fda.gov/media/137690/download | https://www.siemens-healthineers.com/en-us/molecular-diagnostics/molecular-diagnostics-in-vitro-diagnostics/ftd-sars-cov-2-assay | US FDA EUA | nasopharyngeal swab, oropharyngeal swab, nasal swab, nasal wash, bronchoalveolar lavage | N | N | 11416302 | support-ftd.team@siemens-healthineers.com |  | +352 281098-217 | Fast Track Diagnostics Luxembourg S.à.r.l A Siemens Healthineers Company 29, rue Henri Koch | Esch-sur-Alzette |  | Luxembourg | L-4354 | [9 empty] | N, ORF1ab |  |  |  | 96 | 96
Fosun Pharma USA Inc. | Fosun COVID-19 RT-PCR Detection Kit | ABI 7500 | https://www.fda.gov/media/137120/download | https://fosunpharmausa.com/covid19/pcr/ | US FDA EUA | nasopharyngeal swab, oropharyngeal swab, nasal swab, nasal wash, bronchoalveolar lavage, sputum | N | N | PCSYHF02-a, PCSYHF03-a | inquiry@fosunpharmausa.com |  | (866) 611-3762 |  | Princeton | NJ | China | 8540 | [9 empty] | ORF1ab, N, E | https://www.fda.gov/media/137120/download |  |  |  | 48/96 | x
Gencurix, Inc. | GenePro SARS-CoV-2 Test | ThermoFisher QuantStudio Dx, Bio-Rad CFX96 | https://www.fda.gov/media/139442/download | http://www.gencurix.com/eng/sub_2_5.php | US FDA EUA | nasopharyngeal swab, oropharyngeal swab, nasal swab, nasal wash, bronchoalveolar lavage | N | N | CV002 | technical_support@gencurix.com |  | +82 2 7508 2340 | #311, #402, #908, #909, #910, Digital-ro 242 | Guro-gu, Seoul |  | Republic of Korea | 08394
GeneMatrix, Inc. | NeoPlex COVID-19 Detection Kit | ABI 7500 | https://www.fda.gov/media/138100/download | http://genematrix.net/2018/subpage.php?p=m1_2_neoplexCOVID19 | US FDA EUA | nasopharyngeal swab, oropharangeal swab, nasal swab, broncheolar lavage, sputum | N | N | NR05A | support@genematrix.net |  | +82 31 628 2000 | 7F, #B, Korea Bio Park, 700 Daewangpangyo-ro | Bundang-gu, Seongnam-si | Gyeonggi-do | Republic of Korea
Genetron Health (Beijing) Co., Ltd. | Genetron SARS-CoV-2 RNA Test | ABI 7500 | https://www.fda.gov/media/138685/download | http://www.genetronhealth.com/ | US FDA EUA | nasopharyngeal swab, oropharyngeal swab, nasal swab | N | N | RPQ021, RPQ022 | support_USA@genetronhealth.com |  | 1-240-620-0249 | Room 331, 3/F, Building 1, Zone 1, No. 8 Life Science Parkway, Changping District | Beijing |  | China | [16 empty] | x
GenMark Diagnostics, Inc. | ePlex SARS-CoV-2 Test | ePlex | https://www.fda.gov/media/136282/download | https://www.genmarkdx.com/solutions/panels/eplex-panels/eplex-sars-cov-2-test/ | US FDA EUA | nasopharyngeal swab | Y | Y | EA008212 | CustomerService@genmarkdx.com | GenMark Diagnostics Inc. | 1 760 448 4300 | 5964 La Place Court | Carlsbad | CA | USA | 92008 | [9 empty] | not specified | 10000 copies per milliliter |  |  | 3, 6, 12, 18 or 24 | 12
GenoSensor, LLC | GS™ COVID-19 RT-PCR KIT | ABI 7500 | https://www.fda.gov/media/137093/download | http://www.genosensorcorp.com/COVID19%20Kit.html | US FDA EUA | nasopharyngeal swab, oropharyngeal swab | N | N | 2702-22 & 2702-94 | info@genosensorcorp.com |  | 1-480-598-5378 | 4665 S. Ash Ave. Suite G-18 | Tempe | Arizona | USA | 85282 | [9 empty] | OFR1ab, E, N | https://www.fda.gov/media/137093/download |  | 90 mins | 96, 384 | 22/94
Gnomegen LLC | Gnomegen COVID-19 RT-Digital PCR Detection Kit | Gnomegen Real-Time Digital PCR Instrument | https://www.fda.gov/media/136738/download | https://gnomegendx.com/ | US FDA EUA | nasopharyngeal swab, oropharyngeal swab, nasal swab | N | N | CV0202 | sales@gnomegendx.com | Gnomegen LLC | 1 858 375 7581 | 6440 Lusk Blvd Suite D207 | San Diego | CA | USA | 92121
Gnomegen LLC | Gnomegen COVID-19 RT-qPCR Detection Kit | ABI 7500 | https://www.fda.gov/media/137895/download | https://gnomegendx.com/ | US FDA EUA | nasopharyngeal swab, oropharyngeal swab | N | N | CV0303 | sales@gnomegendx.com | Gnomegen LLC | 1 858 375 7581 | 6440 Lusk Blvd Suite D207 | San Diego | CA | USA | 92121 | [9 empty] | N, RNase P | 10 copies per reaction |  |  | 96 | 500 | x
Hologic, Inc. | SARS-CoV-2 Assay (Panther Fusion® System) | Panther / Panther Fusion | https://www.fda.gov/media/136156/download | https://www2.hologic.com/pantherfusion-sars-cov-2 | US FDA EUA | nasopharyngeal swab, oropharyngeal swab, nasal swab, bronchoalveolar lavage | N | Y | PRD-04303, PRD-04332, PRD-06404, PRD-04331, PRD-04334, PRD-06391, PRD-04335, PRD-04304 | customersupport@hologic.com | Hologic, Inc. | 1 800 442 9892 | 10210 Genetic Center Drive | San Diego | CA | USA | 92121 | [9 empty] | ORF1ab | 0.01 TCID50 per milliliter |  | 335 tests / 8 hours |  | varies | x
Hologic, Inc. | Aptima SARS-CoV-2 Assay (Panther System) | Panther / Panther Fusion | https://www.fda.gov/media/138096/download | https://www2.hologic.com/pantherfusion-sars-cov-2 | US FDA EUA | nasopharangeal swab, oropharangeal swab, nasal swab | N | Y | PRD-06419, PRD-06420 | customersupport@hologic.com | Hologic, Inc. | 1 800 442 9892 | 10210 Genetic Center Drive | San Diego | CA | USA | 92121
Illumina, Inc. | Illumina COVIDSeq Test | NovaSeq 6000 | https://www.fda.gov/media/138776/download | https://www.illumina.com/products/by-type/ivd-products/covidseq.html | US FDA EUA | nasopharyngeal swab, oropharyngeal swab, nasal swab, bronchoalveolar lavage | N | N | 20043675, 20027217 | techsupport@illumina.com |  | 1-800-809-4566 | 5200 Illumina Way | San Diego | CA | USA | 92122 | [15 empty] | x
InBios International, Inc | Smart Detect SARS-CoV-2 rRT-PCR Kit | ABI 7500 | https://www.fda.gov/media/136786/download | https://inbios.com/smart-detecttm-sars-cov-2-rrt-pcr-kit/ | US FDA EUA | nasopharyngeal swab, nasal swab | N | N |  | https://inbios.com/technical-support/ |  | 1-866-INBIOS1 | 307 Westlake Ave. N., Suite 300 | Seattle | WA | USA | 98109 | [9 empty] | N, E, ORF1b, RdRp, RNase P | 1100 copies per milliliter |  |  |  | 48
Jiangsu Bioperfectus Technologies Co., Ltd. | COVID-19 Coronavirus Real Time PCR Kit | ABI 7500, ThermoFisher QuantStudio 5, Roche LightCycler | https://www.fda.gov/media/139279/download | http://en.s-sbio.com/product/420.html | US FDA EUA | nasopharyngeal swab, oropharyngeal swab, nasal swab, nasal wash, bronchoalveolar lavage, sputum | N | N | JC10223-1NW-50T, JC10223-1NW-25T | trade@s-sbio.com |  | +86-523-86201557 | 3rd and 4th floors of Building A(G19), 4th floor of Building F(G14), Ground floor of Building G20, Shuaiyu Village, Fuye village, Sixiang town, Taizhou National Medical, Hi-tech Development Zone | Taizhou | Jiangsu | China | 225300
LabGenomics Co., Ltd. | LabGun COVID-19 RT-PCR Kit | ABI 7500, Bio-Rad CFX96 | https://www.fda.gov/media/137483/download | https://globalmedicalpartner.com/labguntm-covid-19-assay-pcr-kit.html | US FDA EUA | nasopharyngeal swab, oropharyngeal swab, nasal swab, nasal wash, sputum | N | N | CV9032B | COVID-19.TechnicalSupport@labgenomics.com | Myoung Shin Kim | +82-31-628-0726 | Gyeonggi Bio Center #1204, 147 Gw anggyo-ro, Yeongtong-gu | Suwon-si | Gyeonggi-do | Republic of Korea | [10 empty] | RdRp, E |  |  |  | 96 | 100
Luminex Corporation | ARIES SARS-CoV-2 Assay | Luminex ARIES | https://www.fda.gov/media/136693/download | https://www.luminexcorp.com/covid19-testing-solutions/#molecular | US FDA EUA | nasopharyngeal swab | Y | Y | 50-10047 | support@luminexcorp.com |  | 512-381-4397 | 12212 Technology Blvd. | Austin | TX | USA | 78727 | [9 empty] | Orf1ab, N |  |  |  |  | 24 | x
Luminex Molecular Diagnostics, Inc. | NxTAG CoV Extended Panel Assay | Luminex MAGPIX | https://www.fda.gov/media/136500/download | https://www.luminexcorp.com/covid19-testing-solutions/#molecular | US FDA EUA | nasopharyngeal swab | N | N |  | support@luminexcorp.com |  | 1-877-785-2323 | 439 University Ave | Toronto | ON | Canada | [10 empty] | ORBF1ab, N, E | 5000 copies per milliliter
Maccura Biotechnology (USA) LLC | SARS-CoV-2 Fluorescent PCR Kit | ABI 7500 | https://www.fda.gov/media/137026/download | https://www.maccura.com/en/index/OwQA7UmFXAE-.html | US FDA EUA | nasopharyngeal swab, oropharyngeal swab, nasal swab | N | N | SARS-CoV-2 Fluorescent PCR Kit | support-USA@ext.maccura.com |  | 240-669-9948 | 11300 Rockville Pike, Suite 715, | Rockville | MD | China | 20852 | [9 empty] | ORF1ab, N, E | https://www.fda.gov/media/137026/download |  | 2 hrs | 96, 384 | 32/64/96
Mesa Biotech Inc. | Accula SARS-Cov-2 Test | Accula Dock, Silaris Dock | https://www.fda.gov/media/136355/download | https://www.mesabiotech.com/coronavirus | US FDA EUA | nasal swab | Y | Y | COV4100 | info@mesabiotech.com | Mesa Biotech, Inc. | 1 858 800 4929 | 6190 Cornerstone Court East, Suite 220 | San Diego | CA | USA | 92121 | [9 empty] | N | 200 copies per reaction |  |  | 1 | 25
NeuMoDx Molecular, Inc. | NeuMoDx SARS-CoV-2 Assay | NeuMoDx 288, NeuMoDx 96 | https://www.fda.gov/media/136565/download | https://www.neumodx.com/product/neumodx-sars-cov-2-assay/ | US FDA EUA | nasopharyngeal swab, oropharyngeal swab, nasal swab, bronchoalveolar lavage | N | Y | 300800 | techsupport@neumodx.com |  | 1-888-301-6639 | 1250 Eisenhower Place | Ann Arbor | MI | USA | 48108 | [9 empty] | Nsp2, N | 150 copies per milliliter |  |  |  | 96 | x
OPTI Medical Systems, Inc. | OPTI SARS-CoV-2 RT PCR Test | ABI 7500, ThermoFisher QuantStudio 5, Agilent Mx3005P, Bio Molecular Systems Mic qPCR, Roche LightCycler | https://www.fda.gov/media/137739/download | https://www.optimedical.com/en/products-and-services/kits/opti-sars-cov-2-rt-pcr-test-kit/ | US FDA EUA | nasopharyngeal swab, oropharyngeal swab, nasal swab, nasal wash, bronchoalveolar lavage, sputum | N | N | 99-57003 | Covid19@optimedical.com | Theron Gober | 1-800-490-6784 | 235 Hembree Park Drive | Roswell | GA | USA | 30076 | [9 empty] | N1, N2, RNase P |  |  | 2–3.5 hours | 96 | 100
OSANG Healthcare | GeneFinder COVID-19 Plus RealAmp Kit | ABI 7500, Bio-Rad CFX96 | https://www.fda.gov/media/137116/download | http://www.osanghc.com/en/products_en/molecular-diagnosis/#row_md45 | US FDA EUA | nasopharyngeal swab, oropharyngeal swab, nasal swab, bronchoalveolar lavage, sputum | N | N | GeneFinder COVID-19 Plus RealAmp Kit | jswoo@osanghc.com |  | +82-31-460-0300 | 132 Anyangcheondong-ro | Dongan-gu, Anyang-si | Gyeonggi-do | Republic of Korea | 14040 | [9 empty] | ORF1ab, N gene and E gene | https://www.fda.gov/media/137116/download |  |  | 96, 384 | 100
PerkinElmer, Inc. | PerkinElmer New Coronavirus Nucleic Acid Detection Kit | ABI 7500 | https://www.fda.gov/media/136410/download | https://perkinelmer-appliedgenomics.com/home/products/new-coronavirus-2019-ncov-nucleic-acid-detection-kit/ | US FDA EUA | nasopharyngeal swab, oropharyngeal swab | N | N | 2019-nCoV-PCR-AUS | COVID-19.TechnicalSupport@PerkinElmer.com |  | (800) 762-4000 | 7050 Burleson Road | Austin | Texas | USA | 78744 | [9 empty] | N, ORF1ab | 9.307 copies per milliliter 30.467 copies per milliliter 7.142 copies per milliliter 23.380 copies per millilter |  |  | 96 | 48 | x
Primerdesign Ltd. | Primerdesign Ltd COVID-19 genesig Real-Time PCR assay | ABI 7500, Bio-Rad CFX Connect, Roche LIghtCycler | https://www.fda.gov/media/136823/download | https://www.genesig.com/products/10039-coronavirus-covid-19-ce-ivd | US FDA EUA | nasopharyngeal swab, oropharyngeal swab, bronchoalveolar lavage | N | N | Z-Path-COVID-19-CE | orders@primerdesign.co.uk | Primerdesign Ltd | +44 (0) 800 0156 494 | School Lane | Chandler’s Ford |  | UK | SO53 4DG | [9 empty] | ORF1ab | 0.33 copies per microliter |  |  | 96 | 96
QIAGEN GmbH | QIAstat-Dx Respiratory SARS-CoV-2 Panel | QIAstat-Dx Analyzer | https://www.fda.gov/media/136571/download | https://qiastat-dx.com/na/qiastat-dx-sars-cov-2-eua/ | US FDA EUA | nasopharyngeal swab | Y | Y | 691223 | https://qiastat-dx.com/na/are-you-ready-for-a-new-era-in-multiplex-syndromic-testing/ |  | 800-426-8157 | 19300 Germantown Road, | Germantown | MD | USA | 20874 | [9 empty] | Orf1b, RdRp, E | 500 copies per milliliter |  |  | 1 | 6
Quidel Corporation | Lyra SARS-CoV-2 Assay | ABI 7500, Bio-Rad CFX96, Qiagen Rotor-Gene Q, Roche LightCycler, ThermoFisher QuantStudio 7 | https://www.fda.gov/media/136820/download | https://www.quidel.com/molecular-diagnostics/lyra-sars-cov-2-assay | US FDA EUA | nasopharyngeal swab, oropharyngeal swab, nasal swab | N | N | N/A | customerservice@quidel.com | Quidel Corporation | 1 800 874 1517 | 2005 East State Street, Wuite 100 | Athens | OH | USA | 45701 | [9 empty] | ORF1ab | varies with instrument and sample type |  |  | 96 | 96
Quidel Corporation | Lyra Direct SARS-CoV-2 Assay | ABI 7500, Roche LightCycler, Roche cobas z 480, Qiagen Rotor-Gene Q, Bio-Rad CFX96, ThermoFisher QuantStudio 7 | https://www.fda.gov/media/138178/download | https://www.quidel.com/molecular-diagnostics/lyra-direct-sars-cov-2-assay | US FDA EUA | nasopharangeal swab, oropharangeal swab, nasal swab | N | N | N/A | customerservice@quidel.com | Quidel Corporation | 1 800 874 1517 | 2005 East State Street, Wuite 100 | Athens | OH | USA | 45701
Rheonix, Inc. | Rheonix COVID-19 MDx Assay | Rheonix Encompass MDx Workstation | https://www.fda.gov/media/137489/download | https://rheonix.com/covid-19/ | US FDA EUA | nasopharyngeal swab, oropharyngeal swab, nasal swab, nasal wash, bronchoalveolar lavage | N | Y | KCCOV19-24 | techsupport@rheonix.com | Richard A. Montagna | 1-844-743-6649 | 10 Brown Road | Ithaca | NY | USA | 14850 | [9 empty] | N1, RNase P |  |  |  | 24 | 24
Roche Molecular Systems, Inc. (RMS) | cobas SARS-CoV-2 | Roche cobas 6800 system, Roche cobas 8800 system | https://www.fda.gov/media/136049/download | https://diagnostics.roche.com/us/en/products/params/cobas-sars-cov-2-test.html | US FDA EUA | nasopharyngeal swab, oropharyngeal swab, nasal swab | N | Y | 09175431190, 09175440190, 07002238190 | N/A | Roche Diagnostics | 1 800 526 1247 | 9115 Hague Road | Indianapolis | IN | USA | 46250-0457 | [9 empty] | ORF1ab, E | 0.009 TCID50 | 32.7 |  | 96 | 192
RTA Laboratories Biological Products Pharmaceutical and Machinery Industry | Diagnovital SARS-CoV-2 Real-Time PCR Kit | Bio-Rad CFX96 | https://www.fda.gov/media/138928/download | http://www.rtalabs.com.tr/ | US FDA EUA | nasopharyngeal swab, oropharyngeal swab, nasal swab, nasal wash, bronchoalveolar lavage | N | N | 09065025, 09065050, 09065100 | ge@parcha.la |  | 1-213-800-5570 | Protrim Enterprises, lnc. 8350 Melrose Avenue Suite 2 | Los Angeles | CA | USA | 90069
Sansure BioTech Inc. | Novel Coronavirus (2019-nCoV) Nucleic Acid Diagnostic Kit(PCR-Fluorescence Probing) | ABI 7500 | https://www.fda.gov/media/137651/download | http://eng.sansure.com.cn/index.php?g=&m=article&a=index&id=81 | US FDA EUA | nasopharyngeal swab, oropharyngeal swab, nasal swab, nasal wash | N | Y | S3104E | info@sansure.com.cn |  | +86-731-88883176 | No. 680, Lusong Road, Yuelu District | Changsha | Hunan | China | 410205 | [9 empty] | ORF1ab, N |  |  |  | 96 | 24, 48
ScienCell Research Laboratories | ScienCell SARS-CoV-2 Coronavirus Real-time RT-PCR (RT-qPCR) Detection Kit | Roche LightCycler | https://www.fda.gov/media/136691/download | https://www.sciencellonline.com/sars-cov-2-coronavirus-detection-kit | US FDA EUA | nasopharyngeal swab, oropharyngeal swab, nasal swab, bronchoalveolar lavage | N | N |  | techsupport@sciencellonline.com |  | 1-760-602-8549 | 1610 Faraday Ave | Carslbad | CA | USA | 92008 | [9 empty] | N1, N2 | 3.16 copies per microliter
SD Biosensor, Inc. | STANDARD M nCoV Real-Time Detection Kit | Roche LightCycler, Bio-Rad CFX96, ABI 7500 | https://www.fda.gov/media/137302/download | http://sdbiosensor.com/xe/product/7653 | US FDA EUA | nasopharyngeal swab, oropharyngeal swab, nasal swab, sputum | N | N | 11NCO10 | covid-latam@sdbiosensor.com |  | 82-31-300-0400 | C-4&5 Floor, 16, Deogyeong-daero 1556beon-gil, | Yeongtong-gu, Suwon-si | Gyeonggi-do | Republic of Korea | 16690 | [9 empty] | ORF1ab, E | https://www.fda.gov/media/137302/download |  | 90 mins |  | 96
Seasun Biomaterials, Inc. | AQ-TOP COVID-19 Rapid Detection Kit | Bio-Rad CFX96, ABI 7500 | https://www.fda.gov/media/138307/download | http://www.seasunbio.com/etc.html | US FDA EUA | oropharyngeal swab, nasopharyngeal swab, nasal swab, nasal wash, sputum | N | N | SS-9920 | info@seasunbio.com |  | +82-42-716-0301 | N317, 11-3, Techno 1-ro, Yuseong-gu | Daejeon |  | Republic of Korea | 34015
Seasun Biomaterials, Inc. | U-TOP COVID-19 Detection Kit | Bio-Rad CFX96, ABI 7500 | https://www.fda.gov/media/137425/download | http://www.seasunbio.com/etc.html | US FDA EUA | oropharyngeal swab, nasopharyngeal swab, nasal swab, nasal wash, sputum | N | N | SS-9930 | info@seasunbio.com |  | +82-42-716-0301 | N317, 11-3, Techno 1-ro, Yuseong-gu | Daejeon |  | Republic of Korea | 34015 | [7 empty] | 10,000 kits/week |  | Orf1ab, N |  |  |  | 96 | 100
Seegene, Inc. | Allplex 2019-nCoV Assay | Bio-Rad CFX96 | https://www.fda.gov/media/137178/download | http://www.seegene.com/assays/allplex_2019_ncov_assay | US FDA EUA | nasopharyngeal swab, oropharyngeal swab, nasal swab, sputum | N | N | RP10250X / RP10252W | support@seegenetech.com |  |  | 325 N Wiget Ln #140, | Walnut Creek | CA | Republic of Korea | 94598 | [9 empty] | E, RdRP, N | https://www.fda.gov/media/137178/download |  | 110 mins | 96 | 384 Conflict with co. webpage of 50 & 100
Sherlock BioSciences, Inc. | Sherlock CRISPR SARS-CoV-2 Kit | BioTek NEO2 Plate Reader | https://www.fda.gov/media/137746/download | https://sherlock.bio/crispr-sars-cov-2/ | US FDA EUA | nasopharyngeal swab, oropharyngeal swab, nasal swab, nasal wash, bronchoalveolar lavage | N | N | N/A | support@sherlock.bio | John Vozella | 1-617-702-6263 | 35 Spinelli Place | Cambridge | MA | USA | 02138 | [9 empty] | ORF1ab, N, RNase P POP7 |  |  | 1 hour | 384 | 33
SolGent Co., Ltd | DiaPlexQ Novel Coronavirus (2019-nCoV) Detection Kit | Bio-Rad CFX96, ABI 7500 | https://www.fda.gov/media/138303/download | http://www.solgent.com/english/sub020103?ckattempt=3 | US FDA EUA | nasopharangeal swab, oropharangeal swab, nasal swab, nasal wash, bronchoalveolar lavage, sputum | N | N | N/A | http://www.solgent.com/english/sub0403 |  | +82-42-864-5695 | 43-10 , Techno 5-ro | Yuseong - gu, Daejeon |  | Republic of Korea | 34014
TBG Biotechnology Corp. | ExProbe SARS-CoV-2 Testing Kit | ABI 7500 | https://www.fda.gov/media/138822/download | http://www.tbgbio.com/en/product/product_detail/51 | US FDA EUA | nasopharyngeal swab, oropharyngeal swab, nasal swab, nasal wash, bronchoalveolar lavage | N | N | 68010 | covid19@tbgbio.com |  | 1-972-644-1888 | 635 Presidential Dr. | Richardson | TX | USA | 75081
Thermo Fisher Scientific, Inc. | TaqPath COVID-19 Combo Kit | ABI 7500, ThermoFisher QuantStudio 5, ThermoFisher QuantStudio 7 | https://www.fda.gov/media/136112/download | https://www.thermofisher.com/us/en/home/clinical/clinical-genomics/pathogen-detection-solutions/taqpath-covid-19-diagnostic-kit.html | US FDA EUA | nasopharyngeal swab, oropharyngeal swab, nasal swab, nasal wash, bronchoalveolar lavage | N | N | A47814 | http://www.thermofisher.com/support | Life Technologies Corporation | 1 800 955 6288 | 5781 Van Allen Way | Carlsbad | CA | USA | 92008 | [9 empty] | ORF1ab, N, S, MS2 | 10 genome copy equivalents |  |  | 96, 384 | 1000
Trax Management Services Inc. | PhoenixDx 2019-CoV | Bio-Rad CFX96, Qiagen Rotor-Gene Q, ABI 7500 | https://www.fda.gov/media/137153/download | https://www.antibodies-online.com/kit/6952137/PhoenixDx+2019-nCoV+RNA+Detection+Kit/ | US FDA EUA | nasopharyngeal swab, oropharyngeal swab, nasal swab, bronchoalveolar lavage | N | N | PhoenixDx 2019-CoV | info@traxconnects.com |  | 1 833 548 8378 | 2900 Atoll Dr. | Lewis Center, | OH | Austria | 43035 | 507 | [8 empty] | E,N, RdRP | https://www.fda.gov/media/137153/download |  | 2hs
Zymo Research Corporation | Quick SARS-CoV-2 rRT-PCR Kit | Bio-Rad CFX96 | https://www.fda.gov/media/137780/download | https://www.zymoresearch.com/products/quick-sars-cov-2-rrt-pcr-kit | US FDA EUA | nasopharyngeal swab, oropharyngeal swab, nasal swab, bronchoalveolar lavage, sputum | N | N | R3011 | tech@zymoresearch.com | Julie Ogi | +1 888 301 6639 | 17062 Murphy Ave. | Irvine | CA | USA | 92614 | [9 empty] | N, RNase P |  |  | 1.5 hours | 96 | 100
Wadsworth Center, New York State Department of Health | New York SARS-CoV-2 Real-time Reverse Transcriptase (RT)- PCR Diagnostic Panel | ABI 7500 | https://www.fda.gov/media/135847/download | N/A | US FDA EUA | nasopharyngeal swab, oropharyngeal swab, sputum | N | N | LVD SOP-151.1 | NYS.CoV2.test.event.report@health.ny.gov |  |  | Empire State Plaza, PO Box 509 | Albany | NY | USA | 12201-0509
Lab-developed test (LDT) / service
Lab-developed test (LDT) / service
Lab-developed test (LDT) / service
Lab-developed test (LDT) / service
Lab-developed test (LDT) / service
Lab-developed test (LDT) / service
Lab-developed test (LDT) / service
Lab-developed test (LDT) / service
Lab-developed test (LDT) / service
Lab-developed test (LDT) / service
Lab-developed test (LDT) / service
Lab-developed test (LDT) / service
Lab-developed test (LDT) / service
Lab-developed test (LDT) / service
Lab-developed test (LDT) / service
Lab-developed test (LDT) / service
Lab-developed test (LDT) / service
Lab-developed test (LDT) / service

## Combined Molec&Antigen Tests
Company | Test name | Molecular Test Instrument Platform | Instructions for Users | Link to test web page | Regulatory status | Sample type | Point-of-Care? | Sample prep integrated? | Catalog number | Customer Support by Email or Web | Company point of contact | Company telephone number | Company address: street | Company address: city | Company address: state or province | Company address: country | Company address: postal code | Cost / kit | Test in stock? | Lead time to ship orders | Company stage | Company valuation | Company entered PCR test market | # of other tests in the marketplace / number with FDA approval / with CE mark | Production rate of tests | Still expanding production capacity? | Gene target | Verified LOD | Avg Ct (lowest dilution 10/10) | Turn-around time | # of tests per instrument run | # of tests / kit | ABI 7500 | Sensitivity | Specificity | Test Type | Clinical, LOD, or both | PPA | NPA | Performance Target Specimen | Performance Notes
1drop Inc. | 1copy COVID-19 qPCR Multi Kit | Roche LightCycler, Qiagen Rotor-Gene Q, ThermoFisher QuantStudio Dx, ABI 7500, Bio-Rad CFX96 | https://www.fda.gov/media/137935/download | http://www.1drop.co.kr/sp.php?p=63 | US FDA EUA | nasopharyngeal swab, oropharyngeal swab, nasal swab, nasal wash | N | N | M22MD100M | cs@1drop.co.kr | 1drop Inc. | +82 70 4275 1248 | A-203, Keumkang Penterium IT Tower, 215, Galmachi-ro, Jungwon-gu | Seongnam-si | Gyeonggi-do | Republic of Korea | 13217 | [9 empty] | RdRp, E | 200 copies per milliliter |  |  | 48 | 100 |  |  |  | Molecular Test Kit | LOD
3B Blackbio Biotech India Ltd., a subsidiary of Kilpest India Ltd. | TRUPCR SARS-CoV-2 Kit | Qiagen Rotor-Gene Q, ThermoFisher QuantStudio 3 | https://www.fda.gov/media/139296/download | https://3bblackbio.com/covid-19-corona-virus-real-time-qpcr-kit-sars-cov-2-trupcr.html | US FDA EUA | nasopharyngeal swab, oropharyngeal swab, nasal swab, nasal wash, bronchoalveolar lavage | N | N | 3B304 | mail@genophyll.com |  | 1-732-945-0190 | Genophyll Enterprises, LLC, 100 Davidson Ave Suite 109 | Somerset | NJ | USA | 8873 | [18 empty] | Molecular Test Kit | Both | 30/31 | 29/30 | OP, NP
Abbott Diagnostics Scarborough, Inc. | ID NOW COVID-19 | ID NOW | https://www.fda.gov/media/136525/download | https://www.alere.com/en/home/product-details/id-now-covid-19.html | US FDA EUA | nasopharyngeal swab, oropharyngeal swab, nasal swab | Y | Y | 190-000: ID NOW COVID-19 Test Kit | ts.scr@abbott.com |  | 1-855-731-2288 | 10 Southgate Road | Scarborough | Maine | USA | 4074 | [9 empty] | RdRp | 125 copies per milliliters |  | >13 minutes | 1 |  |  |  |  | Molecular Test Kit | Both | 30/30 | 30/30 | NP
Abbott Molecular Inc. | Abbott RealTime SARS-CoV-2 assay | Abbott m2000 | https://www.fda.gov/media/136258/download | https://www.molecular.abbott/us/en/products/infectious-disease/RealTime-SARS-CoV-2-Assay | US FDA EUA | nasopharyngeal swab, oropharyngeal swab | N | Y | 09N77-095, 09N77-085 | molecularsupport@abbott.com | Abbott Molecular Inc. | 1 800 553 7042 | 1300 East Touhy Avenue | Des Plaines | IA | USA | 60018 | [9 empty] | RdRp, N | 6.2 genome equivalents per reaction |  |  | 96 | 96 |  |  |  | Molecular Test Kit | Both | 47/49 | 55/55 | NP
Abbott Molecular Inc. | Alinity m SARS-CoV-2 assay | Alinity m | https://www.fda.gov/media/137979/download | https://www.molecular.abbott/us/en/products/infectious-disease/alinity-m-sars-cov-2-assay | US FDA EUA | nasopharyngeal swab, oropharyngeal swab, bronchoalveolar lavage | N | Y | 09N78-095, 09N78-085 | molecularsupport@abbott.com | Abbott Molecular Inc. | 1 800 553 7042 | 1300 East Touhy Avenue | Des Plaines | IA | USA | 60018 | [9 empty] | RdRp, N | 100 copies per milliliter |  |  | varies | 192 |  |  |  | Molecular Test Kit | Both | 47/47 | 55/57 | NPS
Acupath Laboratories, Inc. | Acupath COVID-19 Real-Time (RT-PCR) Assay | ThermoFisher QuantStudio 12 | https://www.fda.gov/media/139672/download | https://www.acupath.com/covid-19-testing/ | US FDA EUA | nasopharyngeal swab, nasal wash, bronchoalveolar lavage | N | N | N/A | covid19@acupath.com |  | 1-516-775-8103 | 28 S Terminal Drive | Plainview | NY | USA | 11803 | [18 empty] | Lab-performed test or service | Both | 30/30 | 30/30 | NPS, NPA, BAL
AIT Laboratories | SARS-CoV-2 Test | ThermoFisher QuantStudio 12 | https://www.fda.gov/media/137374/download | https://healthtrackrx.com/news-media/ait-laboratories-a-healthtrackrx-company-launches-testing-to-detect-novel-coronavirus-covid-19 | US FDA EUA | nasopharyngeal swab, oropharyngeal swab, nasal swab, bronchoalveolar lavage, sputum | N | N | N/A | Info@healthtrackrx.com |  | 1-844-218-3097 | 1500 IH 35W | Denton | TX | USA | 76207 | [18 empty] | Lab-performed test or service | Both | Sputum = 29/29 Nasal = 13/13 Op = 8/8 Total = 50/50 | Sputum = 27/27 Nasal = 13/13 Op = 10/10 Total = 50/50 | NP, OP
altona Diagnostics GmbH | RealStar SARS-CoV-2 RT-PCR Kit U.S. | Bio-Rad CFX96 | https://www.fda.gov/media/137252/download | https://altona-diagnostics.com/en/products/reagents-140/reagents/realstar-real-time-pcr-reagents/realstar-sars-cov-2-rt-pcr-kit-eua-u-s.html | US FDA EUA | nasopharyngeal swab, oropharyngeal swab, nasal swab, nasal wash | N | N | 821005 | support@altona-diagnostics.com |  | 1 614 706 1784 | 82120 Corporate Boulevard | Plain City, | Ohio | Germany | 43064 | [9 empty] | E, S | https://www.fda.gov/media/137252/download |  |  |  | 384 |  |  |  | Molecular Test Kit | Both | 33/34 | 35/35 | NP
Altru Diagnostics, Inc. | Altru Dx SARS-CoV-2 RT-PCR assay | ThermoFisher QuantStudio 12 | https://www.fda.gov/media/137546/download | N/A | US FDA EUA | nasopharyngeal swab, oropharyngeal swab, nasal swab | N | N | N/A | N/A |  | 1-701-577-0498 | 8562 Katy Freeway, Suite 152 | Houston | TX | USA | 77024 | [18 empty] | Lab-performed test or service | Both | 30/30 | 30/30 | nasal, midturbinate, nasopharyngeal, and oropharyngeal swab
Applied BioCode, Inc. | BioCode SARS-CoV-2 Assay | BioCode MDx-3000 | https://www.fda.gov/media/139049/download | http://www.apbiocode.com/sars-cov-2.htm | US FDA EUA | nasopharyngeal swab, oropharyngeal swab, nasal swab, bronchoalveolar lavage | N | N | 64-C0304 | TechSupport@ApBioCode.com |  | 1-833-246-2633 x882 | 12130 Mora Dr. Unit 2 | Santa Fe Springs | CA | USA | 90670 | [15 empty] | x |  |  | Molecular Test Kit | LOD
Applied DNA Sciences, Inc. | Linea COVID-19 Assay Kit | ThermoFisher QuantStudio Dx | https://www.fda.gov/media/138059/download | https://adnas.com/dxcovid/ | US FDA EUA | nasopharyngeal swab, oropharyngeal swab, nasal swab, nasal wash | N | N | DX1001-001-000, DX1001-002-000, DX1001-003-000 | dxcovid@adnas.com | Applied DNA Sciences Inc. | 1 631 240 8800 | 50 Health Sciences Drive | Stony Brook | NY | USA | 11790 | [9 empty] | S | 1.25 copies per microliter |  |  | 96 | 100, 500, 1000 |  |  |  | Molecular Test Kit | Both | 62/63 | 62/67 | NPS, OPS | combined PPA/NPA for both specimens
Aspirus Reference Laboratory | Aspirus SARS-CoV rRT Assay | BD Max | https://www.fda.gov/media/138526/download | https://www.aspirus.org/coronavirus-covid19 | US FDA EUA | nasopharyngeal swab, oropharyngeal swab, nasal swab, bronchoalveolar lavage | N | N | N/A | https://www.aspirus.org/reference-lab |  | 1-800-952-5883 | 333 Pine Ridge Boulevard | Wausau | WI | USA | 54401 | [18 empty] | Lab-performed test or service | Both | 30/30 | 30/30 | N, NP, OP, BAL
Assurance Scientific Laboratories | Assurance SARS-CoV-2 Panel | Bio-Rad CFX96, Bio-Rad CFX384 | https://www.fda.gov/media/138154/download | https://assurancescientificlabs.com/coronavirus/ | US FDA EUA | nasal swab | N | N | N/A | clientservices@assurancescientific.com |  | 1-855-319-4459 | 2868 Acton Road | Vestavia | AL | USA | 35243 | [18 empty] | Lab-performed test or service | Clinical | Abnova = 38/38 Zymo = 34/34 | Abnova = 30/30 Zymo = 48/48 | NP, OP and nasal swabs
Atila BioSystems, Inc. | iAMP COVID-19 Detection Kit | Atila Power-Gene 9600 Plus, Bio-Rad CFX96, ABI 7500 | https://www.fda.gov/media/136870/download | https://atilabiosystems.com/our-products/covid-19/ | US FDA EUA | nasopharyngeal swab, oropharyngeal swab, nasal swab | N | Y | iAMP-COVID19-100 | info@atilabiosystems.com |  | 1-(650)-544-4516 | 740 Sierra Vista Ave, Suite E, | Mountain View | CA | USA | 94043 | [9 empty] | N, ORF1ab | https://www.fda.gov/media/136870/download |  | ~1hr | 94 | 100 |  |  |  | Molecular Test Kit | LOD
Avellino Lab USA, Inc. | AvellinoCoV2 test | ABI 7500 | https://www.fda.gov/media/136453/download | https://www.avellinocoronatest.com/ | US FDA EUA | oropharyngeal swab, nasopharyngeal swab | N | N | N/A | info@AvellinoCoronaTest.com |  | 1-650-396-3741 | 1505 Adams Drive Suite B2 | Menlo Park | CA | USA | 94025 | [15 empty] | x |  |  | Lab-performed test or service | Both | 30/30 | 30/30 | NP, OP
Avera Institute for Human Genetics | Avera Institute for Human Genetics SARS-CoV-2 Assay | ThermoFisher QuantStudio 7 | https://www.fda.gov/media/138332/download | https://www.avera.org/how-to-prepare-for-the-coronavirus-covid-19/ | US FDA EUA | nasopharyngeal swab, oropharyngeal swab, nasal swab, bronchoalveolar lavage | N | N | N/A | N/A |  | 1-877-282-8372 | 3720 W. 69th Street | Sioux Falls | SD | USA | 57108 | [15 empty] | x |  |  | Lab-performed test or service | Both | 30/30 | 30/30 | NP
Becton, Dickinson & Company | BD SARS-CoV-2Reagents for BD MAX System | BD MAX | https://www.fda.gov/media/136816/download | https://www.bd.com/en-us/offerings/capabilities/molecular-diagnostics/molecular-tests/bd-sars-cov-2-reagents | US FDA EUA | nasopharyngeal swab, oropharyngeal swab, nasal swab, nasal wash | N | Y | 445003-1 | See link in product web page |  | 1-800-638-8663 | 7 Loveton Circle | Sparks | MD | USA | 21152 | [9 empty] | N, RNase P | 40 copies per milliliter |  |  |  | 24 |  |  |  | Molecular Test Kit | Both | 48/50 | 30/30 | NP
Becton, Dickinson & Company (BD) | BioGX SARS-CoV-2 Reagents for BD MAX System | BD MAX | https://www.fda.gov/media/136653/download | https://www.bd.com/en-us/offerings/capabilities/molecular-diagnostics/molecular-tests/biogx-sars-cov-2-reagents | US FDA EUA | nasopharyngeal swab, oropharyngeal swab, nasal swab, nasal wash | N | Y | 444213 | See link in product web page |  | 1-800-638-8663 | 7 Loveton Circle | Sparks | MD | USA | 21152 | [18 empty] | Molecular Test Kit | LOD
BGI Genomics Co. Ltd | Real-Time Fluorescent RT-PCR Kit for Detecting SARS-CoV-2 | ABI 7500, Roche LightCycler, ThermoFisher QuantStudio 5 | https://www.fda.gov/media/136472/download | https://www.bgi.com/us/sars-cov-2-real-time-fluorescent-rt-pcr-kit-ivd/ | US FDA EUA | nasopharyngeal swab, oropharyngeal swab, nasal swab, nasal wash, bronchoalveolar lavage | N | N | N/A | https://www.bgi.com/us/company/contact-us/ |  | 1-617-500-2741 | One Broadway, 3rd Floor | Cambridge | MA | USA | 2142 | [9 empty] | ORF1ab | 100 Copies per milliliter |  |  |  | 50 reactions/kit |  |  |  | Molecular Test Kit | Both | BALF = 47/58 Throat = 31/34 RNA = 33/34 Total = 111/126 | BALF = 165/165 Throat = 67/67 RNA = 25/26 Total = 257/258 | BALF, throat swab, RNA-BALF
Biocerna | SARS-CoV-2 Test | ThermoFisher QuantStudio 5 | https://www.fda.gov/media/137450/download | N/A | US FDA EUA | nasopharyngeal swab, oropharyngeal swab, nasal swab, bronchoalveolar lavage | N | N | N/A | http://www.biocerna.com/contact |  | 1-855-362-5221 | 8161 Maple Lawn Blvd, Suite 375 | Fulton | MD | USA | 20759 | [18 empty] | Lab-performed test or service | Both | 30/30 | 30/30 | NS
Biocollections Worldwide, Inc. | Biocollections Worldwide SARS-Co-V-2 Assay | Abbott m2000 | https://www.fda.gov/media/137897/download | N/A | US FDA EUA | nasopharyngeal swab, oropharyngeal swab, nasal swab, nasal wash, bronchoalveolar lavage | N | Y | N/A | info@biocollections.com |  | 1-305-792-2090 | 5735 NE 2nd Avenue | Miami | FL | USA | 33137 | [15 empty] | x |  |  | Lab-performed test or service | Clinical | 35/35 | 35/35 | OP, NP
BioCore Co., Ltd. | BioCore 2019-nCoV Real Time PCR Kit | Bio-Rad CFX96, ABI 7500, SLAN-96P | https://www.fda.gov/media/138290/download | http://www.bio-core.com/biocore/kr/common/Brochure_(ENG).pdf | US FDA EUA | nasopharyngeal swab, oropharyngeal swab, nasal swab, bronchoalveolar lavage, sputum | N | N | BC-01-0099 | Mark@bestchanceproducts.com |  | 1-714-844-8900 | BCP LLC 695 Town Center Dr Suite # 230 | Costa Mesa | CA | USA | 92626 | [15 empty] | x |  |  | Molecular Test Kit | Both | sputum = 20/20 OP/NP = 20/20 | sputum = 40/40 OP/NP = 40/40 | sputum, OP/NP | combined PPA/NPA for OP and NP
BioFire Defense, LLC | BioFire COVID-19 Test | FilmArray | https://www.fda.gov/media/136353/download | https://www.biofiredx.com/covid-19/ | US FDA EUA | nasopharyngeal swab | N | Y | 423745, 423744, 423748 | support@BioFireDefense.com | BioFire Defense, LLC | 1-801-262-3592 | 79 West 4500 South, Suite 14 | Salt Lake City | UT | USA | 84107 | [9 empty] | ORF1ab, ORF8 | 330 copies per milliliter |  |  | 1 | 6 or 30 |  |  |  | Molecular Test Kit | Both | 9/10 | 5/5 | NPS
BioFire Diagnostics, LLC | BioFire Respiratory Panel 2.1 (RP2.1) | FilmArray | https://www.fda.gov/media/137583/download | https://www.biofiredx.com/covid-19/ | US FDA EUA | nasopharyngeal swab | N | Y | 423738 | support@BioFireDX.com | Kristen Kanack | 1-800-735-6544 | 515 Colorow Drive | Salt Lake City | UT | USA | 84108 | [9 empty] | Schizosaccharomyces pombe |  |  | 45 mins | 30 | 30 | x |  |  | Molecular Test Kit | Both | Site 1 = 14/15 Site 2 = 15/15 Site 3 = 20/20 Total = 48/49 | Site 1 = n/a Site 2 = n/a Site 3 = n/a Total = 49/49 | NPS | NPA was calculated using observed test result negative specimens to the expected result of Not Detected
BioMérieux SA | SARS-COV-2 R-GENE | ABI 7500, ThermoFisher QuantStudio 5, Roche LightCycler, Bio-Rad CFX96, Qiagen Rotor‑Gene Q | https://www.fda.gov/media/137742/download | https://www.biomerieux-usa.com/clinical/argene-sars-cov-2-rgene | US FDA EUA | nasopharyngeal swab, oropharyngeal swab, nasal swab, nasal wash, bronchoalveolar lavage | N | N | 423735 | CustomerService-ImmunoMolecular@biomerieux.com | Sophie Vernay | 800-682-2666 | 376 Chemin de l’Orme | Marcy l’Etoile |  | France | 69280 | [9 empty] | N, RdRp, E, HPRT1 |  |  |  | 96, 480 | 120 for assay 1, 30 for assay 2 | x |  |  | Molecular Test Kit | LOD
Bio-Rad Laboratories, Inc | Bio-Rad SARS-CoV-2 ddPCR Test | Bio-Rad QX200, Bio-Rad QXDx | https://www.fda.gov/media/137579/download | https://www.bio-rad.com/en-us/product/sars-cov-2-droplet-digital-pcr-ddpcr-kit?ID=Q9KNF4RT8IG9&tlp-link=[Post-Treatment%20Monitoring]%20[Order%20SARS-CoV-2%20ddPCR%20Kit]&tlp-link=[SARS-CoV-2%20ddPCR]%20[2019-nCoV%20CDC%20ddPCR%20Triplex%20Probe%20Assay] | US FDA EUA | nasopharyngeal swab, nasal swab, nasal wash | N | N | PN 12008202 PN 1864021 PN COV019 PN COV000 | www.consult.bio-rad.com | George De La Rosa | 1-800-224-6723 | Digital Biology Group (DBG) 5731 W Las Positas Blvd | Pleasanton | CA | USA | 94588 | [9 empty] | N, RNase P |  |  |  | 96 | 200 |  |  |  | Molecular Test Kit | Both | Thermo MagMAX = 37/39 QIAamp = 35/37 | Thermo MagMAX = 37/39 QIAamp = 38/40 | NPS | used 2 types of extraction on the same samples (i.e. 2 rounds of testing)
Cedars-Sinai Medical Center, Department of Pathology and Laboratory Medicine | SARS-CoV-2-Assay | ABI 7500, ThermoFisher QuantStudio 6 | https://www.fda.gov/media/138065/download | N/A | US FDA EUA | nasopharyngeal swab | N | N | N/A | http://apps.csmc.edu/ContactUs/?_ga=2.155499007.555921643.1593272113-1089521367.1593272113 |  | 1-800-233-2771 | 8700 Beverly Blvd. | Los Angeles | CA | USA | 90048 | [15 empty] | x |  |  | Lab-performed test or service | Both | 13/13 | 104/104 | bronchial fluid/wash, buccal swab, nasal wash, NPS, throat swab, oral swab, sputum, OP swab | they have a lot more samples but gave specific PPA/NPA data on 117 respiratory specimens
Centers for Disease Control and Prevention (CDC) | CDC 2019-nCoV Real-Time RT-PCR Diagnostic Panel (CDC) | ABI 7500 | https://www.fda.gov/media/134922/download | https://www.cdc.gov/coronavirus/2019-ncov/lab/virus-requests.html | US FDA EUA | nasopharyngeal swab, oropharyngeal swab, nasal wash, bronchoalveolar lavage, sputum | N | N | 2019-nCoVEUA-01 | respvirus@cdc.gov | Centers for Disease Control and Prevention | 1-404-639-4710 | 1600 Clifton Road NE | Atlanta | GA | USA | 30329 | [9 empty] | N, RnaseP | 3 copies per microliter | 32.5 |  | 20 | 1000 |  |  |  | Molecular Test Kit | Both | 17/17 | 2021/2071 | bronchial fluid/wash, buccal swab, nasal wash/aspirate, nasopharyngeal swab, nasopharyngeal/throat swab, oral swab, sputum, oropharyngeal (throat) swab, swab (unspecified), and throat swab.
Cepheid | Xpert Xpress SARS-CoV-2 test | GeneXpert | https://www.fda.gov/media/136314/download | https://www.cepheid.com/coronavirus | US FDA EUA | nasopharyngeal swab, oropharyngeal swab, nasal swab, nasal wash | Y | Y | XPRSARS-COV2-10 | ordermanagement@cepheid.com | Cepheid Inc. | 1 888 838 3222 | 900 Carribbean Drive | Sunnyvale | CA | USA | 94089 | [9 empty] | N2, E | 250 copies per milliliter |  |  | varies | 10 | x |  |  | Molecular Test Kit | Both | 44/45 | 43/45 | NP
ChromaCode Inc. | HDPCR SARS-CoV-2 Assay | ABI 7500, ThermoFisher QuantStudio 7, ThermoFisher QuantStudio 12 | https://www.fda.gov/media/138786/download | https://chromacode.com/products/hdpcr-sars-cov-2-assay/#/sars-cov-2 | US FDA EUA | nasopharyngeal swab, oropharyngeal swab, nasal swab, nasal wash, bronchoalveolar lavage | N | N | 0683, 0690 | customer.support@chromacode.com |  | 1-442-244-4357 | 2330 Faraday Ave. Suite 100 | Carlsbad | CA | USA | 92008 | [18 empty] | Molecular Test Kit | LOD
CirrusDx Laboratories | CirrusDx SARS-CoV-2 Assay | ThermoFisher QuantStudio 7, ThermoFisher QuantStudio 5 | https://www.fda.gov/media/137034/download | http://cirrusdx.com/wp-content/uploads/2020/06/CirrusDx-Lab-Test-R1.pdf | US FDA EUA | nasopharyngeal swab, oropharyngeal swab, nasal swab, bronchoalveolar lavage | N | N | N/A | info@cirrusdx.com |  | 1-240-813-8801 | 9901 Belward Campus Drive Ste 300 | Rockville | MD | USA | 20850 | [18 empty] | Lab-performed test or service | Both | 29/30 | 30/30 | NP
Co-Diagnostics, Inc. | Logix Smart Coronavirus Disease 2019 (COVID-19) Kit | CoDx Box | https://www.fda.gov/media/136687/download | http://codiagnostics.com/products/diagnostic-solutions/logix-smart-covid19/ | US FDA EUA | nasopharyngeal swab, oropharyngeal swab, bronchoalveolar lavage, sputum | N | N | COVID-MM001 | info@codiagnostics.com |  | +1 (801) 438-1036 | 2401 S Foothill Dr. Ste D | Salt Lake City | UT | USA | 84109 | [9 empty] | RdRp | 4.29 copies microliter |  |  |  |  | x |  |  | Molecular Test Kit | LOD
Color Genomics, Inc. | Color SARS Cov-2 Diagnostic Assay | Biotek Synergy NEO2 Plate Reader | https://www.fda.gov/media/138249/download | https://www.color.com/covid | US FDA EUA | nasopharyngeal swab, oropharyngeal swab, nasal swab, nasal wash, bronchoalveolar lavage | N | N | N/A | support@color.com |  | 844-362-6567 | 863 Mitten Road, Suite 100 | Burlingame | CA | USA | 94010 | [18 empty] | Lab-performed test or service | Both | 46/46 | 46/46 | NS
Columbia University Laboratory of Personalized Genomic Medicine | TRIPLEX CII-SARS-CoV-2 rRT-PCR TEST | ABI 7500 | https://www.fda.gov/media/137983/download | N/A | US FDA EUA | nasopharyngeal swab, oropharyngeal swab, nasal swab | N | N | N/A | pgminquiry@cumc.columbia.edu |  | 212-305-9706 | 630 W 168th Street, VP&S11-453 | New York | NY | USA | [19 empty] | Lab-performed test or service | Both | 17/17 | 23/23 | NP, OP, NS
Cormeum Laboratory Services | Cormeum SARS-CoV-2 Assay | ThermoFisher QuantStudio 12 | https://www.fda.gov/media/138934/download | https://www.cormeumlabs.com/ | US FDA EUA | nasopharyngeal swab | N | N | N/A | N/A |  | 1-504-236-4030 | 4520 Wichers Dr, Suite 105 | Marrero | LA | USA | 70072 | [18 empty] | Lab-performed test or service | Clinical | 37/37 | 147/147 | NP
CSI Laboratories | CSI SARS-CoV-2 RT PCR Test | ThermoFisher QuantStudio 7 | https://www.fda.gov/media/138528/download | https://www.csilaboratories.com/service/molecular/ | US FDA EUA | nasopharyngeal swab, oropharyngeal swab, nasal swab, bronchoalveolar lavage | N | N | N/A | info@csilaboratories.com |  | 1-678-248-8000 | 2580 Westside Parkway | Alpharetta | GA | USA | 30004 | [15 empty] | x |  |  | Lab-performed test or service | Both | vs Cephid: 25/25 vs Quest: 4/4 | vs Cephid: 30/30 vs Quest: 6/6 | NPS | Comparisons done against Cephid Authorized Test and Quest Authorized Test
Cue Health Inc | Cue COVID-19 Test | Cue Health Monitoring System | https://www.fda.gov/media/138826/download | https://www.cuehealth.com/covid-19 | US FDA EUA | nasal swab | Y | Y | N/A | support@cuehealth.com |  | 1-833-283-8378 | 11100 Roselle St. Suite A | San Diego | CA | USA | 92121 | [15 empty] | x |  |  | Molecular Test Kit | Both | 6/6 | 35/38 | unclear | they list 3 clinical tests: a) prospective clinical study, b) study w/ contrived samples, and c) retrospective study. The one I chose was the prospective clinical study
SpectronRX | Hymon SARS-CoV-2 Test Kit | ABI 7500 | https://www.fda.gov/media/138345/download | https://spectronrx.com/covid | US FDA EUA | nasopharyngeal swab, oropharyngeal swab, nasal swab, bronchoalveolar lavage | N | N | 351251 | COVID19info@spectronrx.com |  | 1-877-276-1137 | 9550 Zionsville Road, Suite 1 | Indianapolis | IN | USA | 46268 | [18 empty] | Molecular Test Kit | Both | 31/31 | 45/45 | NP, OP | combined NP + OP data
DiaCarta, Inc | QuantiVirus SARS-CoV-2 Test kit | ThermoFisher QuantStudio 5, ABI 7500 | https://www.fda.gov/media/136809/download | https://diacarta.com/products/coronavirus-test | US FDA EUA | nasopharyngeal swab, oropharyngeal swab, nasal swab, sputum | N | N | DC-11-0007 (24 Reactions) DC-11-0008 (48 Reactions) DC-11-0009 (480 Reactions) | covid19support@diacarta.com |  | 510-878-6662 | 2600 Hilltop Drive | Richmond | CA | USA | 94806 | [9 empty] | N, Orf1ab, E | https://www.fda.gov/media/136809/download |  |  | 96, 384 | 24/48/480 | x |  |  | Molecular Test Kit | LOD
Diagnostic Molecular Laboratory - Northwestern Medicine | SARS-Cov-2 Assay | ThermoFisher QuantStudio 6 | https://www.fda.gov/media/136669/download | https://news.feinberg.northwestern.edu/2020/03/northwestern-scientists-transform-lab-for-covid-19-testing/ | US FDA EUA | nasopharyngeal swab, oropharyngeal swab, nasal swab, bronchoalveolar lavage | N | N | N/A | NUSeq@northwestern.edu |  | 1-312-503-3680 | Northwestern Medicine Diagnostic Molecular Lab 710 N. Fairbanks; Olson Building Room 2-505 | Chicago | IL | USA | 60611 | [18 empty] | Lab-performed test or service | Both | Clinical samples: 4/4 Contrived samples: 32/32 | 31/31 | NPS, BALs
Diagnostic Solutions Laboratory, LLC | DSL COVID-19 Assay | ThermoFisher QuantStudio 5 | https://www.fda.gov/media/139516/download | https://www.diagnosticsolutionslab.com/tests/covid-19-sars-cov-2 | US FDA EUA | nasopharyngeal swab, oropharyngeal swab, nasal swab, bronchoalveolar lavage | N | N | N/A | cs@diagnosticsolutionslab.com |  | 1-877-485-5336 | 5895 Shiloh Rd Suite 101 | Alpharetta | GA | USA | 30005 | [18 empty] | Lab-performed test or service | Both | 29/29 | 32/33 | NPS
DiaSorin Molecular LLC | Simplexa COVID-19 Direct assay | Liason MDX | https://www.fda.gov/media/136286/download | https://molecular.diasorin.com/us/kit/simplexa-covid-19-direct-kit/ | US FDA EUA | nasopharyngeal swab, nasal swab, bronchoalveolar lavage | N | Y | MOL4151, MOL1455, MOL4160 | CS.molecular@diasorin.com | DiaSorin Molecular LLC | 1 800 838-4548 | 11331 Valley View Stree | Cypress | CA | USA | 90630 | [9 empty] | ORF1ab, S | 500 copies per milliliter |  |  | 8 | 24 |  |  |  | Molecular Test Kit | Both | 92/93 | 123/123 | BAL, NW, NS, NPS | Aggregated across 4 sites and all target specimens
Diatherix Eurofins Laboratory | SARS-CoV-2 PCR Test | ABI GeneAmp 9700, ThermoFisher Veriti Thermal Cycler, SensoSpot Fluorescence Low Density Microarray Analyzer | https://www.fda.gov/media/137255/download | http://eurofins-diatherix.com/covid-19/ | US FDA EUA | nasopharyngeal swab, oropharyngeal swab, nasal swab, sputum | N | N | N/A | ClientServicesSpecialists@diatherix-eurofins.com |  | 1-866-979-4242 | 601 Genome Way, Suite 2100 | Huntsville | AL | USA | 35806 | [15 empty] | x |  |  | Lab-performed test or service | Both | Samples at 2X LoD: 40/40 Samples at >2X LoD: 47/48 All: 87/88 | 183/183 | NPS, nasal, throat swabs, bronchial washes, sputum | Study also breaks down PPA according to sample type (sputum, NPS, Nasal, etc.)
Euroimmun US, Inc. | EURORealTime SARS-Cov-2 | ABI 7500, Roche LightCycler, Bio-Rad CFX96 | https://www.fda.gov/media/138761/download | https://www.coronavirus-diagnostics.com/pcr-test-for-the-detection-of-sars-cov-2.html | US FDA EUA | nasopharyngeal swab, oropharyngeal swab, nasal swab, bronchoalveolar lavage | N | N | MP 2606-0125, MP 2606-0225, MP 2606-0425, MP 2606-0100, MP 2606-0200 | support@euroimmun.us |  | 1-973-794-4241 | 1 Bloomfield Ave | Mountain Lakes | NJ | USA | 7046 | [18 empty] | Molecular Test Kit | Both | 48/50 | 30/30 | OP
Everlywell, Inc. | Everlywell COVID-19 Test Home Collection Kit | Collection kit only | https://www.fda.gov/media/138146/download | https://www.everlywell.com/products/covid-19-test/ | US FDA EUA | nasal swab | N | N | N/A | contact@everlywell.com |  | N/A | 823 Congress Ave | Austin | TX | USA | 78701 | [18 empty] | Lab-performed test or service | LOD
Exact Sciences Laboratories | Exact Sciences SARS-CoV-2 (N gene detection) Test | ABI 7500 | https://www.fda.gov/media/138328/download | https://www.exactlabs.com/covid-19-testing | US FDA EUA | nasopharyngeal swab, oropharyngeal swab, nasal swab, bronchoalveolar lavage | N | N | N/A | N/A |  | 1-844-870-8870 | 650 Forward Drive | Madison | WI | USA | 53711 | [15 empty] | x |  |  | Lab-performed test or service | Both | 52/52 | 67/67 | unclear (patient respiratory specimens)
Exact Sciences Laboratories | SARS-CoV-2 Test | ThermoFisher QuantStudio 5 | https://www.fda.gov/media/137095/download | https://www.exactlabs.com/covid-19-testing | US FDA EUA | nasopharyngeal swab, oropharyngeal swab, nasal swab | N | N | N/A | N/A |  | 1-844-870-8870 | 145 E. Badger Road, Suite 100 | Madison | WI | USA | 53713 | [18 empty] | Lab-performed test or service | Both | Clinical samples: 15/15 Contrived samples: 40/40 | Clinical samples: 25/25 Contrived samples: 8/8 | NP, OP
Express Gene LLC (dba Molecular Diagnostics Laboratory) | Express Gene 2019-nCoV RT-PCR Diagnostic Panel | ThermoFisher QuantStudio 12 | https://www.fda.gov/media/138330/download | https://expressgene.us/covid-19#5d6abca8-e707-4841-ba9a-ce17e3830960 | US FDA EUA | nasopharyngeal swab, oropharyngeal swab, nasal swab, nasal wash, bronchoalveolar lavage | N | N | N/A | info@expressgene.us |  | 1-786-250-3419 | 9000 SW 152nd Street, Suite 209 | Palmetto Bay | FL | USA | 33157 | [18 empty] | Lab-performed test or service | Both | 30/30 | 30/30 | NPS
Fast Track Diagnostics Luxembourg S.á.r.l. (a Siemens Healthineers Company) | FTD SARS-CoV-2 | ABI 7500 | https://www.fda.gov/media/137690/download | https://www.siemens-healthineers.com/en-us/molecular-diagnostics/molecular-diagnostics-in-vitro-diagnostics/ftd-sars-cov-2-assay | US FDA EUA | nasopharyngeal swab, oropharyngeal swab, nasal swab, nasal wash, bronchoalveolar lavage | N | N | 11416302 | support-ftd.team@siemens-healthineers.com |  | +352 281098-217 | Fast Track Diagnostics Luxembourg S.à.r.l A Siemens Healthineers Company 29, rue Henri Koch | Esch-sur-Alzette |  | Luxembourg | L-4354 | [9 empty] | N, ORF1ab |  |  |  | 96 | 96 |  |  |  | Molecular Test Kit | Both | 44/44 | 30/30 | NPS
Fosun Pharma USA Inc. | Fosun COVID-19 RT-PCR Detection Kit | ABI 7500 | https://www.fda.gov/media/137120/download | https://fosunpharmausa.com/covid19/pcr/ | US FDA EUA | nasopharyngeal swab, oropharyngeal swab, nasal swab, nasal wash, bronchoalveolar lavage, sputum | N | N | PCSYHF02-a, PCSYHF03-a | inquiry@fosunpharmausa.com |  | (866) 611-3762 |  | Princeton | NJ | China | 8540 | [9 empty] | ORF1ab, N, E | https://www.fda.gov/media/137120/download |  |  |  | 48/96 | x |  |  | Molecular Test Kit | Both | Sputum = 124/125 throat = 79/79 total = 203/204 | sputum = 166/180 tnroat = 213/213 total = 379/393 | sputum, throat swab
Fulgent Therapeutics LLC | Fulgent COVID-19 by RT-PCR Test | ThermoFisher QuantStudio 6, ThermoFisher QuantStudio 7 | https://www.fda.gov/media/138150/download | https://www.fulgentgenetics.com/covid19 | US FDA EUA | nasopharyngeal swab, oropharyngeal swab | N | N | N/A | covid19@fulgentgenetics.com |  | 1-626-350-0537 | 4978 Santa Anita Ave | Temple City | CA | USA | 91780 | [18 empty] | Lab-performed test or service | Both | 30/30 | 64/64 | Upper Respiratory, NPS, OPS, mid-turbinate
Gencurix, Inc. | GenePro SARS-CoV-2 Test | ThermoFisher QuantStudio Dx, Bio-Rad CFX96 | https://www.fda.gov/media/139442/download | http://www.gencurix.com/eng/sub_2_5.php | US FDA EUA | nasopharyngeal swab, oropharyngeal swab, nasal swab, nasal wash, bronchoalveolar lavage | N | N | CV002 | technical_support@gencurix.com |  | +82 2 7508 2340 | #311, #402, #908, #909, #910, Digital-ro 242 | Guro-gu, Seoul |  | Republic of Korea | 08394 | [18 empty] | Molecular Test Kit | Both | QIAamp and QSDx: 30/30 QIAamp and CFX96: 30/30 MagMAX and QSDx: 40/40 | QIAamp and QSDx: 30/30 QIAamp and CFX96: 30/30 MagMAX and QSDx: 30/30 | NPS
GeneMatrix, Inc. | NeoPlex COVID-19 Detection Kit | ABI 7500 | https://www.fda.gov/media/138100/download | http://genematrix.net/2018/subpage.php?p=m1_2_neoplexCOVID19 | US FDA EUA | nasopharyngeal swab, oropharyngeal swab, nasal swab, bronchoalveolar lavage, sputum | N | N | NR05A | support@genematrix.net |  | +82 31 628 2000 | 7F, #B, Korea Bio Park, 700 Daewangpangyo-ro | Bundang-gu, Seongnam-si | Gyeonggi-do | Republic of Korea | [19 empty] | Molecular Test Kit | LOD
Genetron Health (Beijing) Co., Ltd. | Genetron SARS-CoV-2 RNA Test | ABI 7500 | https://www.fda.gov/media/138685/download | http://www.genetronhealth.com/ | US FDA EUA | nasopharyngeal swab, oropharyngeal swab, nasal swab | N | N | RPQ021, RPQ022 | support_USA@genetronhealth.com |  | 1-240-620-0249 | Room 331, 3/F, Building 1, Zone 1, No. 8 Life Science Parkway, Changping District | Beijing |  | China | [19 empty] | Molecular Test Kit | Both | 50/50 | 34/35 | OP
GenMark Diagnostics, Inc. | ePlex SARS-CoV-2 Test | ePlex | https://www.fda.gov/media/136282/download | https://www.genmarkdx.com/solutions/panels/eplex-panels/eplex-sars-cov-2-test/ | US FDA EUA | nasopharyngeal swab | N | Y | EA008212 | CustomerService@genmarkdx.com | GenMark Diagnostics Inc. | 1 760 448 4300 | 5964 La Place Court | Carlsbad | CA | USA | 92008 | [9 empty] | not specified | 10000 copies per milliliter |  |  | 3, 6, 12, 18 or 24 | 12 |  |  |  | Molecular Test Kit | Both | 17/18 | 47/47 | NPS
GenoSensor, LLC | GS™ COVID-19 RT-PCR KIT | ABI 7500 | https://www.fda.gov/media/137093/download | http://www.genosensorcorp.com/COVID19%20Kit.html | US FDA EUA | nasopharyngeal swab, oropharyngeal swab | N | N | 2702-22 & 2702-94 | info@genosensorcorp.com |  | 1-480-598-5378 | 4665 S. Ash Ave. Suite G-18 | Tempe | Arizona | USA | 85282 | [9 empty] | OFR1ab, E, N | https://www.fda.gov/media/137093/download |  | 90 mins | 96, 384 | 22/94 |  |  |  | Molecular Test Kit | LOD
Gnomegen LLC | Gnomegen COVID-19 RT-Digital PCR Detection Kit | Gnomegen Real-Time Digital PCR Instrument | https://www.fda.gov/media/136738/download | https://gnomegendx.com/ | US FDA EUA | nasopharyngeal swab, oropharyngeal swab, nasal swab | N | N | CV0202 | sales@gnomegendx.com | Gnomegen LLC | 1 858 375 7581 | 6440 Lusk Blvd Suite D207 | San Diego | CA | USA | 92121 | [18 empty] | Molecular Test Kit
Gnomegen LLC | Gnomegen COVID-19 RT-qPCR Detection Kit | ABI 7500 | https://www.fda.gov/media/137895/download | https://gnomegendx.com/ | US FDA EUA | nasopharyngeal swab, oropharyngeal swab | N | N | CV0303 | sales@gnomegendx.com | Gnomegen LLC | 1 858 375 7581 | 6440 Lusk Blvd Suite D207 | San Diego | CA | USA | 92121 | [9 empty] | N, RNase P | 10 copies per reaction |  |  | 96 | 500 |  |  |  | Molecular Test Kit | Both | 30/30 | 30/30 | Upper Respiratory | doesn't say specific specimen target
Gravity Diagnostics, LLC | Gravity Diagnostics COVID-19 Assay | ThermoFisher QuantStudio 7 | https://www.fda.gov/media/138530/download | https://www.gravitydiagnostics.com/ | US FDA EUA | nasopharyngeal swab, oropharyngeal swab, nasal swab, bronchoalveolar lavage | N | N | N/A | info@gravitydiagnostics.com |  | 1-855-841-7111 | 632 Russell St | Covington | KY | USA | 41011 | [18 empty] | Lab-performed test or service | Both | QS12: 30/30 QS7: 30/30 | QS12: 60/60 QS7: 30/30 | NPS
Hackensack University Medical Center (HUMC) Molecular Pathology Laboratory | CDI Enhanced COVID-19 Test | Bio Molecular Systems Mic qPCR | https://www.fda.gov/media/137036/download | N/A | US FDA EUA | nasopharyngeal swab, oropharyngeal swab, nasal swab | N | N | N/A | https://hmh-cdi.org/contact-us/ |  | 1-201-880-3100 | 111 Ideation Way | Nutley | NJ | USA | 07110 | [18 empty] | Lab-performed test or service | Both | Kit 1: 30/30 Kit 2: 30/30 | Kit 1: 30/30 Kit 2: 30/30 | NPS
HealthQuest Esoterics | HealthQuest Esoterics TaqPath SARS-CoV-2 Assay | ThermoFisher QuantStudio 12 | https://www.fda.gov/media/139434/download | https://www.hqesoterics.com/covid-19 | US FDA EUA | nasopharyngeal swab, oropharyngeal swab, nasal swab, nasal wash, bronchoalveolar lavage | N | N | N/A | https://www.hqesoterics.com/contact-us |  | 1-949-242-2260 | 6 Bendix | Irvine | CA | USA | 92618 | [18 empty] | Lab-performed test or service | Both | 35/35 | 34/34 | NPS
Hologic, Inc. | Aptima SARS-CoV-2 Assay (Panther System) | Panther / Panther Fusion | https://www.fda.gov/media/138096/download | https://www2.hologic.com/pantherfusion-sars-cov-2 | US FDA EUA | nasopharyngeal swab, oropharyngeal swab, nasal swab | N | Y | PRD-06419, PRD-06420 | customersupport@hologic.com | Hologic, Inc. | 1 800 442 9892 | 10210 Genetic Center Drive | San Diego | CA | USA | 92121 | [18 empty] | Molecular Test Kit | Both | 50/50 | 54/55 |  | Clinical performance calculated for multiple trials. The one selected is from table 3, the first. Others were contrived or did not include negative specimens
Hologic, Inc. | SARS-CoV-2 Assay (Panther Fusion® System) | Panther / Panther Fusion | https://www.fda.gov/media/136156/download | https://www2.hologic.com/pantherfusion-sars-cov-2 | US FDA EUA | nasopharyngeal swab, oropharyngeal swab, nasal swab, bronchoalveolar lavage | N | Y | PRD-04303, PRD-04332, PRD-06404, PRD-04331, PRD-04334, PRD-06391, PRD-04335, PRD-04304 | customersupport@hologic.com | Hologic, Inc. | 1 800 442 9892 | 10210 Genetic Center Drive | San Diego | CA | USA | 92121 | [9 empty] | ORF1ab | 0.01 TCID50 per milliliter |  | 335 tests / 8 hours |  | varies |  |  |  | Molecular Test Kit | Both | 69/69 | 109/109
Illumina, Inc. | Illumina COVIDSeq Test | NovaSeq 6000 | https://www.fda.gov/media/138776/download | https://www.illumina.com/products/by-type/ivd-products/covidseq.html | US FDA EUA | nasopharyngeal swab, oropharyngeal swab, nasal swab, bronchoalveolar lavage | N | N | 20043675, 20027217 | techsupport@illumina.com |  | 1-800-809-4566 | 5200 Illumina Way | San Diego | CA | USA | 92122 | [18 empty] | Molecular Test Kit | Both | 53/54 | 38/39 | NPS
InBios International, Inc | Smart Detect SARS-CoV-2 rRT-PCR Kit | ABI 7500 | https://www.fda.gov/media/136786/download | https://inbios.com/smart-detecttm-sars-cov-2-rrt-pcr-kit/ | US FDA EUA | nasopharyngeal swab, nasal swab | N | N |  | https://inbios.com/technical-support/ |  | 1-866-INBIOS1 | 307 Westlake Ave. N., Suite 300 | Seattle | WA | USA | 98109 | [9 empty] | N, E, ORF1b, RdRp, RNase P | 1100 copies per milliliter |  |  |  | 48 |  |  |  | Molecular Test Kit | LOD
Infectious Disease Diagnostics Laboratory - Children's Hospital of Philadelphia | SARS-CoV-2 RT-PCR test | ThermoFisher QuantStudio Dx | https://www.fda.gov/media/136656/download | https://www.testmenu.com/chop/Tests/1034587 | US FDA EUA | nasopharyngeal swab, nasal swab, nasal wash, bronchoalveolar lavage | N | N | N/A | https://www.chop.edu/centers-programs/pathology-and-laboratory-medicine/contact |  | 1-215-590-2050 | Infectious Disease Diagnostics Laboratory, The Children's Hospital of Philadelphia, Main Building, 5th Floor, Room 5NW43 | Philadelphia | PA | USA | 19104 | [18 empty] | Lab-performed test or service | Both | 29/30 | 30/30 | NPS | Samples were from patients + contrived
Infectious Diseases Diagnostics Laboratory (IDDL), Boston Children's Hospital | Childrens-Altona-SARS-CoV-2 Assay | Qiagen Rotor-Gene Q | https://www.fda.gov/media/136971/download | N/A | US FDA EUA | nasopharyngeal swab, oropharyngeal swab, nasal swab | N | N | N/A | Nira.Pollock@childrens.harvard.edu |  | 1-857-218-5113 | 300 Longwood Avenue, Farley Building, 8th Floor, Room FA828 | Boston | MA | USA | 02115 | [18 empty] | Lab-performed test or service | Both | 30/30 | 30/30 | NPS, OPS
Inform Diagnostics, Inc. | Inform Diagnostics SARS-CoV-2 RT-PCR Assay | ABI 7500, ThermoFisher QuantStudio | https://www.fda.gov/media/139572/download | https://www.informdx.com/Our-Services/Hematopathology/COVID-19-Testing.aspx | US FDA EUA | nasopharyngeal swab, oropharyngeal swab, nasal swab, nasal wash, bronchoalveolar lavage | N | N | N/A | https://www.informdx.com/Contact-Us.aspx |  | 1-866-588-3280 | 6655 N MacArthur Blvd | Irving | TX | USA | 75039 | [18 empty] | Lab-performed test or service | Both | Using ABI7500: 31/33 Using QuantStudio: 32/33 | Using ABI7500: 31/31 Using QuantStudio: 31/31 | NPS, OPS
Integrity Laboratories | SARS-CoV-2 Assay | ThermoFisher QuantStudio 12 | https://www.fda.gov/media/136942/download | https://integritylaboratories.com/index.php/covid-19/sars-cov-2-rt-pcr-assay-for-active-infection/ | US FDA EUA | nasopharyngeal swab, oropharyngeal swab, nasal swab | N | N | N/A | info@integritylaboratories.com |  | 1-844-658-5745 | 830 Corridor Park Blvd | Knoxville | TN | USA | 37932 | [18 empty] | Lab-performed test or service | Both | 13/13 | 65/65 | NPS | Data for contrived specimens also available
Ipsum Diagnostics, LLC | COV-19 IDx assay | ThermoFisher QuantStudio 12 | https://www.fda.gov/media/136621/download | https://ipsumdiagnostics.com/covid-19-resources/cov-19-idx-supplies-kits/ | US FDA EUA | nasopharyngeal swab, oropharyngeal swab | N | N | N/A | info@ipsumdiagnostics.com |  | 1-678-915-2299 | 8607 Roberts Drive, Suite 125 | Atlanta | GA | USA | 30350 | [18 empty] | Lab-performed test or service | LOD
Jiangsu Bioperfectus Technologies Co., Ltd. | COVID-19 Coronavirus Real Time PCR Kit | ABI 7500, ThermoFisher QuantStudio 5, Roche LightCycler | https://www.fda.gov/media/139279/download | http://en.s-sbio.com/product/420.html | US FDA EUA | nasopharyngeal swab, oropharyngeal swab, nasal swab, nasal wash, bronchoalveolar lavage, sputum | N | N | JC10223-1NW-50T, JC10223-1NW-25T | trade@s-sbio.com |  | +86-523-86201557 | 3rd and 4th floors of Building A(G19), 4th floor of Building F(G14), Ground floor of Building G20, Shuaiyu Village, Fuye village, Sixiang town, Taizhou National Medical, Hi-tech Development Zone | Taizhou | Jiangsu | China | 225300 | [18 empty] | Molecular Test Kit | Both | NPS = 185/185 throat = 153/153 sputum = 82/82 total = 420/420 | NPS = 127/141 throat = 276/280 sputum = 120/129 total = 523/550 | NPS, sputum, throat swab
Kaiser Permanente Mid-Atlantic States | KPMAS COVID-19 Test | Roche cobas 6800 system | https://www.fda.gov/media/139067/download | https://healthy.kaiserpermanente.org/health-wellness/coronavirus-information/testing | US FDA EUA | nasal swab, sputum | N | Y | N/A | See web link for more details |  | See web link for more details | See web link for multiple test sites |  |  | USA | [19 empty] | Lab-performed test or service | LOD
KorvaLabs Inc. | Curative-Korva SARS-Cov-2 Assay | Bio-Rad CFX96, Bio-Rad CFX Connect, Roche LightCycler | https://www.fda.gov/media/137089/download | https://curativeinc.com/ | US FDA EUA | oropharyngeal swab, nasopharyngeal swab, nasal swab | N | N | N/A | support+contact@curativeinc.com |  | 1-424-645-7575 | 430 S. Cataract Ave. | San Dimas | CA | USA | 91773 | [18 empty] | Lab-performed test or service | Both | Oral Fluid v NSP (RNA): 34/34 Nasal Swab v NSP (RNA): 32/33 Oral Fluid v NSP (in VTM): 16/16 Nasal Swab v NSP (in VTM): 16/16 | Oral Fluid v NSP (RNA): 18/18 Nasal Swab v NSP (RNA): 18/18 Oral Fluid v NSP (in VTM): 12/12 Nasal Swab v NSP (in VTM): 12/12 | NPS, nasal, oral fluid | They presented a lot of "studies" that looked at self collection vs clinician collected and data is from the second study
LabGenomics Co., Ltd. | LabGun COVID-19 RT-PCR Kit | ABI 7500, Bio-Rad CFX96 | https://www.fda.gov/media/137483/download | https://globalmedicalpartner.com/labguntm-covid-19-assay-pcr-kit.html | US FDA EUA | nasopharyngeal swab, oropharyngeal swab, nasal swab, nasal wash, sputum | N | N | CV9032B | COVID-19.TechnicalSupport@labgenomics.com | Myoung Shin Kim | +82-31-628-0726 | Gyeonggi Bio Center #1204, 147 Gw anggyo-ro, Yeongtong-gu | Suwon-si | Gyeonggi-do | Republic of Korea | [10 empty] | RdRp, E |  |  |  | 96 | 100 |  |  |  | Molecular Test Kit | LOD
Laboratory Corporation of America (LabCorp) | COVID-19 RT-PCR Test | ThermoFisher QuantStudio 7 | https://www.fda.gov/media/136151/download | https://www.pixel.labcorp.com/covid-19?utm_source=labcorp&utm_medium=organic&utm_campaign=microsite_covid-19-testing-differences | US FDA EUA | nasopharyngeal swab, oropharyngeal swab, nasal swab, nasal wash, bronchoalveolar lavage, sputum | N | N | N/A | https://support.pixel.labcorp.com/hc/en-us |  | 1-800-833-3935 | 1447 York Court | Burlington | NC | USA | 27215 | [18 empty] | Lab-performed test or service | Both | NPS: 40/40 BALs: 40/40 | NPS: 50/50 BALs: 50/50 | NPS, BALs |  | To determine how many positive samples might be missed due to sample pooling dilution, the regression equations from the Passing-Bablock analysis were used to calculate how many of 178,952 positive samples would return false negative results if pooled. The calculation below was derived from the slope of the regression line and used to determine the change in Ct to be used to evaluate the positive samples in silico.
LifeHope Labs | LifeHope 2019-nCoV Real-Time RT-PCR Diagnostic Panel | ThermoFisher QuantStudio 5 | https://www.fda.gov/media/139623/download | https://www.lifehopetestkit.com/ | US FDA EUA | nasopharyngeal swab, oropharyngeal swab, nasal swab, bronchoalveolar lavage | N | N | N/A | info@lifehopelabs.com |  | 1-888-878-9864 | 5009 Roswell Road | Sandy Springs | GA | USA | 30342 | [18 empty] | Lab-performed test or service | Both | 30/30 | 30/30 | NPS
Luminex Corporation | ARIES SARS-CoV-2 Assay | Luminex ARIES | https://www.fda.gov/media/136693/download | https://www.luminexcorp.com/covid19-testing-solutions/#molecular | US FDA EUA | nasopharyngeal swab | N | Y | 50-10047 | support@luminexcorp.com |  | 512-381-4397 | 12212 Technology Blvd. | Austin | TX | USA | 78727 | [9 empty] | Orf1ab, N |  |  |  |  | 24 |  |  |  | Molecular Test Kit | LOD
Luminex Molecular Diagnostics, Inc. | NxTAG CoV Extended Panel Assay | Luminex MAGPIX | https://www.fda.gov/media/136500/download | https://www.luminexcorp.com/covid19-testing-solutions/#molecular | US FDA EUA | nasopharyngeal swab | N | N |  | support@luminexcorp.com |  | 1-877-785-2323 | 439 University Ave | Toronto | ON | Canada | [10 empty] | ORBF1ab, N, E | 5000 copies per milliliter | [7 empty] | Molecular Test Kit | LOD
Maccura Biotechnology (USA) LLC | SARS-CoV-2 Fluorescent PCR Kit | ABI 7500 | https://www.fda.gov/media/137026/download | https://www.maccura.com/en/index/OwQA7UmFXAE-.html | US FDA EUA | nasopharyngeal swab, oropharyngeal swab, nasal swab | N | N | SARS-CoV-2 Fluorescent PCR Kit | support-USA@ext.maccura.com |  | 240-669-9948 | 11300 Rockville Pike, Suite 715, | Rockville | MD | China | 20852 | [9 empty] | ORF1ab, N, E | https://www.fda.gov/media/137026/download |  | 2 hrs | 96, 384 | 32/64/96 |  |  |  | Molecular Test Kit | LOD
Massachusetts General Hospital | MGH COVID-19 qPCR assay | Roche cobas Z 480 system, ThermoFisher QuantStudio 7, ThermoFisher ViiA7 | https://www.fda.gov/media/136699/download | N/A | US FDA EUA | nasopharyngeal swab, oropharyngeal swab, nasal swab, bronchoalveolar lavage | N | N | N/A | https://www.massgeneral.org/pathology/services/center-for-integrated-diagnostics-default |  | 1-617-724-1285 | Center for Integrated Diagnostics (CID), Jackson Building, 10th Floor, 55 Fruit St | Boston | MA | USA | 02114 | [18 empty] | Lab-performed test or service | Both | 30/30 | 30/30 | NPS
Mayo Clinic Laboratories, Rochester, MN | SARS-CoV-2 Molecular Detection Assay | Roche LightCycler | https://www.fda.gov/media/137163/download | https://www.mayocliniclabs.com/test-catalog/Overview/608934 | US FDA EUA | nasopharyngeal swab, oropharyngeal swab, nasal swab, bronchoalveolar lavage, sputum | N | N | N/A | mcl@mayo.edu |  | 1-507-266-5700 | 200 1st Street SW | Rochester | MN | USA | 55905 | [18 empty] | Lab-performed test or service | Both | NPS = 15/15 Upper Respiratory = 484/484 Lower Respiratory = 8/8 | NPS = 30/30 Upper Respiratory = 20551/20551 Lower Respiratory = 104/104 | NPS, Upper Respiratory, Lower Respiratory | They do clinical testing on 45 real patient samples, then another on clinical samples of Upper + Lower Respiratory samples. Upper = NPS, OPS, nasal swabs. Lower = BAL, sputum, tracheal
Mesa Biotech Inc. | Accula SARS-Cov-2 Test | Accula Dock, Silaris Dock | https://www.fda.gov/media/136355/download | https://www.mesabiotech.com/coronavirus | US FDA EUA | nasal swab | Y | Y | COV4100 | info@mesabiotech.com | Mesa Biotech, Inc. | 1 858 800 4929 | 6190 Cornerstone Court East, Suite 220 | San Diego | CA | USA | 92121 | [9 empty] | N | 200 copies per reaction |  |  | 1 | 25 |  |  |  | Molecular Test Kit | Both | 30/30 | 30/30
Nationwide Children's Hospital | SARS-CoV-2 Assay | ThermoFisher QuantStudio 7 | https://www.fda.gov/media/137423/download | https://www.nationwidechildrens.org/specialties/laboratory-services/lab-test-directory/2019-novel-coronavirus-sars-cov-2-pcr | US FDA EUA | nasopharyngeal swab, oropharyngeal swab, nasal swab, nasal wash, bronchoalveolar lavage, sputum | N | N | N/A | https://www.nationwidechildrens.org/privacy-policy/contact-information |  | 1-614-722-2000 | 700 Children’s Drive, Bldg H | Columbus | OH | USA | 43205 | [18 empty] | Lab-performed test or service | LOD
Nebraska Medicine Clinical Laboratory | NEcov19 RT-PCR Assay | ThermoFisher QuantStudio Dx | https://www.fda.gov/media/138625/download | https://www.testmenu.com/nebraska/Tests/1035206 | US FDA EUA | nasopharyngeal swab, oropharyngeal swab, nasal swab, nasal wash, bronchoalveolar lavage | N | N | N/A | http://www.reglab.org/news/covid-19-testing-at-nebraska-medicine/ |  | 1-402-559-6420 | 560 S. 45th | Omaha | NE | USA | 68198 | [18 empty] | Lab-performed test or service | Both | NPS = 11/11 sputum = 3/3 | NPS = 58/58 sputum = n/a | NPS, sputum
NeuMoDx Molecular, Inc. | NeuMoDx SARS-CoV-2 Assay | NeuMoDx 288, NeuMoDx 96 | https://www.fda.gov/media/136565/download | https://www.neumodx.com/product/neumodx-sars-cov-2-assay/ | US FDA EUA | nasopharyngeal swab, oropharyngeal swab, nasal swab, bronchoalveolar lavage | N | Y | 300800 | techsupport@neumodx.com |  | 1-888-301-6639 | 1250 Eisenhower Place | Ann Arbor | MI | USA | 48108 | [9 empty] | Nsp2, N | 150 copies per milliliter |  |  |  | 96 |  |  |  | Molecular Test Kit | Both | N288 = 10/10 N96 = 5/5 | N288 = 9/9 N96 = 6/6 | NPS | gave data for two different platforms (N288 and N96)
Omnipathology Solutions Medical Corporation | Omni COVID-19 Assay by RT-PCR | BD Max | https://www.fda.gov/media/139292/download | https://www.omnipathology.com/covid-19 | US FDA EUA | nasopharyngeal swab, oropharyngeal swab, nasal swab, nasal wash, bronchoalveolar lavage | N | N | N/A | info@omnipathology.com |  | 1-626-744-5339 | 11 West Del Mar Boulevard Suite 203 | Pasadena | CA | USA | 91105 | [18 empty] | Lab-performed test or service | Both | NPS = 7/7 | NPS = 5/5 | NPS
One Health Laboratories, LLC | SARS-CoV-2 Real-Time RT-PCR-Test | Biomeme Franklin three9 | https://www.fda.gov/media/138063/download | https://onehealthlabs.com/#test | US FDA EUA | nasopharyngeal swab, oropharyngeal swab, nasal swab, nasal wash | N | N | N/A | hello@onehealthlabs.com |  | N/A | 1015 Chestnut Street, Suite 1401 | Philadelphia | PA | USA | 19017 | [18 empty] | Lab-performed test or service | Both | 30/30 | 30/30 | unclear | doesn't speciffy sample type and doesn't give actual fractions for clinical eval, just that the 60 (30 pos, 30 neg) samples produced "concordant" results
OPTI Medical Systems, Inc. | OPTI SARS-CoV-2 RT PCR Test | ABI 7500, ThermoFisher QuantStudio 5, Agilent Mx3005P, Bio Molecular Systems Mic qPCR, Roche LightCycler | https://www.fda.gov/media/137739/download | https://www.optimedical.com/en/products-and-services/kits/opti-sars-cov-2-rt-pcr-test-kit/ | US FDA EUA | nasopharyngeal swab, oropharyngeal swab, nasal swab, nasal wash, bronchoalveolar lavage, sputum | N | N | 99-57003 | Covid19@optimedical.com | Theron Gober | 1-800-490-6784 | 235 Hembree Park Drive | Roswell | GA | USA | 30076 | [9 empty] | N1, N2, RNase P |  |  | 2–3.5 hours | 96 | 100 |  |  |  | Molecular Test Kit | LOD
Orig3n, Inc. | Orig3n 2019 Novel Coronavirus (COVID-19) Test | ThermoFisher QuantStudio 7 | https://www.fda.gov/media/136873/download | https://orig3n.com/covid19/ | US FDA EUA | nasopharyngeal swab, oropharyngeal swab, nasal swab | N | N | N/A | https://orig3n.com/covid19/ |  | 1-800-913-6351 | 27 Drydock Ave., 3rd Floor | Boston | MA | USA | 02210 | [18 empty] | Lab-performed test or service | LOD
OSANG Healthcare | GeneFinder COVID-19 Plus RealAmp Kit | ABI 7500, Bio-Rad CFX96 | https://www.fda.gov/media/137116/download | http://www.osanghc.com/en/products_en/molecular-diagnosis/#row_md45 | US FDA EUA | nasopharyngeal swab, oropharyngeal swab, nasal swab, bronchoalveolar lavage, sputum | N | N | GeneFinder COVID-19 Plus RealAmp Kit | jswoo@osanghc.com |  | +82-31-460-0300 | 132 Anyangcheondong-ro | Dongan-gu, Anyang-si | Gyeonggi-do | Republic of Korea | 14040 | [9 empty] | ORF1ab, N gene and E gene | https://www.fda.gov/media/137116/download |  |  | 96, 384 | 100 |  |  |  | Molecular Test Kit | LOD
P23 Labs, LLC | P23 Labs TaqPath SARS-CoV-2 Assay | ThermoFisher QuantStudio 5 | https://www.fda.gov/media/138297/download | https://www.azova.com/ext/demo/micro/p23/# | US FDA EUA | nasopharyngeal swab, oropharyngeal swab, nasal swab, nasal wash, bronchoalveolar lavage, saliva | N | N | N/A | info@p23labs.com |  | 1-901-290-2233 | 500 South University Ave | Little Rock | AR | USA | 72205 | [18 empty] | Lab-performed test or service | Both | NPS = 31/31 saliva = 31/31 | NPS = 11/11 saliva = 11/11 | saliva, NPS | they collected both NPS + saliva samples for each patient, also report on specific gene targets
Pathology/Laboratory Medicine Lab of Baptist Hospital Miami | COVID-19 RT-PCR Test | ThermoFisher QuantStudio 7 | https://www.fda.gov/media/136944/download | https://baptisthealth.net/baptist-health-news/miami-cancer-institute-develops-in-house-test-for-covid-19/ | US FDA EUA | nasopharyngeal swab, oropharyngeal swab | N | N | N/A | N/A |  | 1-786-596-2000 | Baptist Hospital of Miami Molecular Diagnostic Laboratory, 8900 North Kendall Drive | Miami | FL | USA | 33176 | [18 empty] | Lab-performed test or service | Both | 28/30 | 29/30 | NPS, OPS | data doesn't specify sample type other than this is meant for upper respiratory samples (NP/OP)
PerkinElmer, Inc. | PerkinElmer New Coronavirus Nucleic Acid Detection Kit | ABI 7500 | https://www.fda.gov/media/136410/download | https://perkinelmer-appliedgenomics.com/home/products/new-coronavirus-2019-ncov-nucleic-acid-detection-kit/ | US FDA EUA | nasopharyngeal swab, oropharyngeal swab | N | N | 2019-nCoV-PCR-AUS | COVID-19.TechnicalSupport@PerkinElmer.com |  | 1-800-762-4000 | 7050 Burleson Road | Austin | Texas | USA | 78744 | [9 empty] | N, ORF1ab | 9.307 copies per milliliter 30.467 copies per milliliter 7.142 copies per milliliter 23.380 copies per millilter |  |  | 96 | 48 |  |  |  | Molecular Test Kit | LOD
Phosphorus Diagnostics LLC | Phosphorus COVID-19 RT-qPCR Test | Bio-Rad CFX384 | https://www.fda.gov/media/138654/download | https://www.phosphorus.com/covid-19 | US FDA EUA | saliva | N | N | N/A | https://www.phosphorus.com/contact-us |  | 1-855-746-7423 | 1140 Broadway | New York | NY | USA | 10001 | [18 empty] | Lab-performed test or service | Both | MagMAX = 33/34 Promega Maxwell = 33/34 Maxwell RSC = 33/34 | MagMAX = 55/57 Promega Maxwell = 56/57 Maxwell RSC = 55/57 | saliva, NPS | separates data based on 3 different extraction kits/methods
PlexBio Co., Ltd. | IntelliPlex SARS-CoV-2 Detection Kit | PlexBio 100 Fluorescent Analyzer | https://www.fda.gov/media/139527/download | https://www.plexbio.com/intelliplex%E2%84%A2-sars-cov-2-detection-kit | US FDA EUA | nasopharyngeal swab, oropharyngeal swab, nasal swab, nasal wash, bronchoalveolar lavage | N | N | 82303-U | https://www.plexbio.com/contact |  | +886-2-2627-5878 | 6F-1, No. 351, Yangguang St, Neihu District | Taipei City |  | Taiwan | 11491 | [18 empty] | Molecular Test Kit | LOD
PreciGenome LLC | FastPlex Triplex SARS-CoV-2 detection kit (RT-Digital PCR) | DropX-2000 digital PCR system | https://www.fda.gov/media/139523/download | https://www.precigenome.com/coronavirus-covid19-pcr-assay | US FDA EUA | oropharyngeal swab | N | N | 02.01.1019 | info@precigenome.com |  | 1-408-708-4602 | 2176 Ringwood Ave | San Jose | CA | USA | 95131 | [18 empty] | Molecular Test Kit | Both | 104/108 | 58/60 | OPS
Primerdesign Ltd. | Primerdesign Ltd COVID-19 genesig Real-Time PCR assay | ABI 7500, Bio-Rad CFX Connect, Roche LightCycler | https://www.fda.gov/media/136823/download | https://www.genesig.com/products/10039-coronavirus-covid-19-ce-ivd | US FDA EUA | nasopharyngeal swab, oropharyngeal swab, bronchoalveolar lavage | N | N | Z-Path-COVID-19-CE | orders@primerdesign.co.uk | Primerdesign Ltd | +44 (0) 800 0156 494 | School Lane | Chandler’s Ford |  | UK | SO53 4DG | [9 empty] | ORF1ab | 0.33 copies per microliter |  |  | 96 | 96 |  |  |  | Molecular Test Kit | LOD
PrivaPath Diagnostics, Inc. | LetsGetChecked Coronavirus (COVID-19) Test | Panther / Panther Fusion | https://www.fda.gov/media/138406/download | https://www.letsgetchecked.com/us/en/home-coronavirus-test/ | US FDA EUA | nasal swab | N | N | N/A | https://www.letsgetchecked.com/us/en/contact-us/ |  | N/A | 330 W 38th St, #405 | New York | NY | USA | 10018 | [18 empty] | Lab-performed test or service | LOD
Psomagen, Inc. | Psoma COVID-19 RT Test | Roche LightCycler | https://www.fda.gov/media/139676/download | N/A | US FDA EUA | nasopharyngeal swab, oropharyngeal swab, nasal swab, bronchoalveolar lavage | N | N | N/A | https://psomagen.com/contact-us/ |  | 1-301-918-5784 | 1330 Piccard Drive, Suite 103 | Rockville | MD | USA | 20850 | [19 empty] | Both | 55/55 | 55/55 | NPS
QIAGEN GmbH | QIAstat-Dx Respiratory SARS-CoV-2 Panel | QIAstat-Dx Analyzer | https://www.fda.gov/media/136571/download | https://qiastat-dx.com/na/qiastat-dx-sars-cov-2-eua/ | US FDA EUA | nasopharyngeal swab | N | Y | 691223 | https://qiastat-dx.com/na/are-you-ready-for-a-new-era-in-multiplex-syndromic-testing/ |  | 1-800-426-8157 | 19300 Germantown Road, | Germantown | MD | USA | 20874 | [9 empty] | Orf1b, RdRp, E | 500 copies per milliliter |  |  | 1 | 6 |  |  |  | Molecular Test Kit | Both | 10/10 | 30/30 | NPS | their total PPA also includes LOD samples so I just used the 10 samples that were not contrived/LOD
Quest Diagnostics Infectious Disease, Inc. | Quest SARS-CoV-2 rRT-PCR | ABI 7500 | https://www.fda.gov/media/136231/download | https://testdirectory.questdiagnostics.com/test/test-detail/39448/sars-cov-2-rna-covid-19-qualitative-naat?p=r&q=covid&cc=MASTER | US FDA EUA | nasopharyngeal swab, oropharyngeal swab, bronchoalveolar lavage, sputum | N | N | 39448 | https://www.questdiagnostics.com/home/contact/ |  | 1-949-728-4000 | 33608 Ortega Highway, Bldg. B-West Wing | San Juan Capistrano | CA | USA | 92675 | [18 empty] | Lab-performed test or service | Both | 30/30 | 30/30 | NPS, OPS, sputum | combined all sample types
Quidel Corporation | Lyra Direct SARS-CoV-2 Assay | ABI 7500, Bio-Rad CFX96, Qiagen Rotor-Gene Q, Roche LightCycler, ThermoFisher QuantStudio 7, Roche cobas z 480 system | https://www.fda.gov/media/138178/download | https://www.quidel.com/molecular-diagnostics/lyra-direct-sars-cov-2-assay | US FDA EUA | nasopharyngeal swab, oropharyngeal swab, nasal swab | N | N | N/A | customerservice@quidel.com | Quidel Corporation | 1 800 874 1517 | 2005 East State Street, Wuite 100 | Athens | OH | USA | 45701 | [18 empty] | Molecular Test Kit | LOD
Quidel Corporation | Lyra SARS-CoV-2 Assay | ABI 7500, Bio-Rad CFX96, Qiagen Rotor-Gene Q, Roche LightCycler, ThermoFisher QuantStudio 7 | https://www.fda.gov/media/136820/download | https://www.quidel.com/molecular-diagnostics/lyra-sars-cov-2-assay | US FDA EUA | nasopharyngeal swab, oropharyngeal swab, nasal swab | N | N | N/A | customerservice@quidel.com | Quidel Corporation | 1-800-874-1517 | 2005 East State Street, Wuite 100 | Athens | OH | USA | 45701 | [9 empty] | ORF1ab | varies with instrument and sample type |  |  | 96 | 96 |  |  |  | Molecular Test Kit | LOD
Rheonix, Inc. | Rheonix COVID-19 MDx Assay | Rheonix Encompass MDx Workstation | https://www.fda.gov/media/137489/download | https://rheonix.com/covid-19/ | US FDA EUA | nasopharyngeal swab, oropharyngeal swab, nasal swab, nasal wash, bronchoalveolar lavage | N | Y | KCCOV19-24 | techsupport@rheonix.com | Richard A. Montagna | 1-844-743-6649 | 10 Brown Road | Ithaca | NY | USA | 14850 | [9 empty] | N1, RNase P |  |  |  | 24 | 24 |  |  |  | Molecular Test Kit | LOD
Roche Molecular Systems, Inc. (RMS) | cobas SARS-CoV-2 | Roche cobas 6800 system, Roche cobas 8800 system | https://www.fda.gov/media/136049/download | https://diagnostics.roche.com/us/en/products/params/cobas-sars-cov-2-test.html | US FDA EUA | nasopharyngeal swab, oropharyngeal swab, nasal swab | N | Y | 09175431190, 09175440190, 07002238190 | https://diagnostics.roche.com/us/en/about-us/contact-us-and-support.html | Roche Diagnostics | 1 800 526 1247 | 9115 Hague Road | Indianapolis | IN | USA | 46250-0457 | [9 empty] | ORF1ab, E | 0.009 TCID50 | 32.7 |  | 96 | 192 |  |  |  | Molecular Test Kit | Both | 50/50 | 100/100
RTA Laboratories Biological Products Pharmaceutical and Machinery Industry | Diagnovital SARS-CoV-2 Real-Time PCR Kit | Bio-Rad CFX96 | https://www.fda.gov/media/138928/download | http://www.rtalabs.com.tr/ | US FDA EUA | nasopharyngeal swab, oropharyngeal swab, nasal swab, nasal wash, bronchoalveolar lavage | N | N | 09065025, 09065050, 09065100 | ge@parcha.la |  | 1-213-800-5570 | Protrim Enterprises, lnc. 8350 Melrose Avenue Suite 2 | Los Angeles | CA | USA | 90069 | [18 empty] | Molecular Test Kit | Both | 30/30 | 30/30 | NPS
Rutgers Clinical Genomics Laboratory at RUCDR Infinite Biologics - Rutgers University | Rutgers Clinical Genomics Laboratory TaqPath SARS-CoV-2-Assay | ThermoFisher QuantStudio 5, ThermoFisher ViiA7 | https://www.fda.gov/media/137776/download | https://research.njms.rutgers.edu/genomics/clinical/COVID19Testing | US FDA EUA | nasopharyngeal swab, oropharyngeal swab, nasal swab, bronchoalveolar lavage, saliva | N | N | N/A | diagnostics@njms.rutgers.edu |  | 1-973-972-3170 | Rutgers Clinical Genomics Laboratory-Rutgers University 604 Allison Road | Piscataway | NJ | USA | 08854 | [18 empty] | Lab-performed test or service | Both | saliva = 30/30 NPS = 26/26 OPS = 4/4 | saliva = 30/30 NPS = 27/27 OPS = 3/3 | NPS, OPS, saliva
Sansure BioTech Inc. | Novel Coronavirus (2019-nCoV) Nucleic Acid Diagnostic Kit(PCR-Fluorescence Probing) | ABI 7500 | https://www.fda.gov/media/137651/download | http://eng.sansure.com.cn/index.php?g=&m=article&a=index&id=81 | US FDA EUA | nasopharyngeal swab, oropharyngeal swab, nasal swab, nasal wash | N | Y | S3104E | info@sansure.com.cn |  | +86-731-88883176 | No. 680, Lusong Road, Yuelu District | Changsha | Hunan | China | 410205 | [9 empty] | ORF1ab, N |  |  |  | 96 | 24, 48 |  |  |  | Molecular Test Kit | Both | 50/53 | 191/193 | OP
ScienCell Research Laboratories | ScienCell SARS-CoV-2 Coronavirus Real-time RT-PCR (RT-qPCR) Detection Kit | Roche LightCycler | https://www.fda.gov/media/136691/download | https://www.sciencellonline.com/sars-cov-2-coronavirus-detection-kit | US FDA EUA | nasopharyngeal swab, oropharyngeal swab, nasal swab, bronchoalveolar lavage | N | N |  | techsupport@sciencellonline.com |  | 1-760-602-8549 | 1610 Faraday Ave | Carslbad | CA | USA | 92008 | [9 empty] | N1, N2 | 3.16 copies per microliter | [7 empty] | Molecular Test Kit | LOD
SD Biosensor, Inc. | STANDARD M nCoV Real-Time Detection Kit | Roche LightCycler, Bio-Rad CFX96, ABI 7500 | https://www.fda.gov/media/137302/download | http://sdbiosensor.com/xe/product/7653 | US FDA EUA | nasopharyngeal swab, oropharyngeal swab, nasal swab, sputum | N | N | 11NCO10 | covid-latam@sdbiosensor.com |  | 82-31-300-0400 | C-4&5 Floor, 16, Deogyeong-daero 1556beon-gil, Yeongtong-gu | Suwon-si | Gyeonggi-do | Republic of Korea | 16690 | [9 empty] | ORF1ab, E | https://www.fda.gov/media/137302/download |  | 90 mins |  | 96 |  |  |  | Molecular Test Kit | LOD
Seasun Biomaterials, Inc. | U-TOP COVID-19 Detection Kit | Bio-Rad CFX96, ABI 7500 | https://www.fda.gov/media/137425/download | http://www.seasunbio.com/etc.html | US FDA EUA | oropharyngeal swab, nasopharyngeal swab, nasal swab, nasal wash, sputum | N | N | SS-9930 | info@seasunbio.com |  | +82-42-716-0301 | N317, 11-3, Techno 1-ro, Yuseong-gu | Daejeon |  | Republic of Korea | 34015 | [7 empty] | 10,000 kits/week |  | Orf1ab, N |  |  |  | 96 | 100 |  |  |  | Molecular Test Kit | LOD
Seasun Biomaterials, Inc. | AQ-TOP COVID-19 Rapid Detection Kit | Bio-Rad CFX96, ABI 7500 | https://www.fda.gov/media/138307/download | http://www.seasunbio.com/etc.html | US FDA EUA | oropharyngeal swab, nasopharyngeal swab, nasal swab, nasal wash, sputum | N | N | SS-9920 | info@seasunbio.com |  | +82-42-716-0301 | N317, 11-3, Techno 1-ro, Yuseong-gu | Daejeon |  | Republic of Korea | 34015 | [18 empty] | Molecular Test Kit | Both | NPS = 20/20 sputum = 15/15 | NPS = 25/25 sputum = 15/15 | NPS, sputum
Seegene, Inc. | Allplex 2019-nCoV Assay | Bio-Rad CFX96 | https://www.fda.gov/media/137178/download | http://www.seegene.com/assays/allplex_2019_ncov_assay | US FDA EUA | nasopharyngeal swab, oropharyngeal swab, nasal swab, sputum | N | N | RP10250X / RP10252W | support@seegenetech.com |  | N/A | 325 N Wiget Ln #140, | Walnut Creek | CA | Republic of Korea | 94598 | [9 empty] | E, RdRP, N | https://www.fda.gov/media/137178/download |  | 110 mins | 96 | 384 Conflict with co. webpage of 50 & 100 |  |  |  | Molecular Test Kit | Both | NP/OP = 49/49 sputum = 49/49 | NP/OP = 94/101 sputum = 92/95 | NP/OP, sputum
Sherlock BioSciences, Inc. | Sherlock CRISPR SARS-CoV-2 Kit | BioTek Synergy NEO2 Plate Reader | https://www.fda.gov/media/137746/download | https://sherlock.bio/crispr-sars-cov-2/ | US FDA EUA | nasopharyngeal swab, oropharyngeal swab, nasal swab, nasal wash, bronchoalveolar lavage | N | N | N/A | support@sherlock.bio | John Vozella | 1-617-702-6263 | 35 Spinelli Place | Cambridge | MA | USA | 02138 | [9 empty] | ORF1ab, N, RNase P POP7 |  |  | 1 hour | 384 | 33 |  |  |  | Molecular Test Kit | LOD
SolGent Co., Ltd | DiaPlexQ Novel Coronavirus (2019-nCoV) Detection Kit | Bio-Rad CFX96, ABI 7500 | https://www.fda.gov/media/138303/download | http://www.solgent.com/english/sub020103?ckattempt=3 | US FDA EUA | nasopharyngeal swab, oropharyngeal swab, nasal swab, nasal wash, bronchoalveolar lavage, sputum | N | N | N/A | http://www.solgent.com/english/sub0403 |  | +82-42-864-5695 | 43-10 , Techno 5-ro | Yuseong - gu, Daejeon |  | Republic of Korea | 34014 | [18 empty] | Molecular Test Kit | Both | sputum = 30/30 | sputum = 30/30 | sputum
Southwest Regional PCR Laboratory LLC. dba MicroGen DX | COVID-19 Key Assay | Roche LightCycler | https://www.fda.gov/media/137370/download | https://microgendx.com/covid19/ | US FDA EUA | nasopharyngeal swab, oropharyngeal swab, nasal swab, nasal wash, sputum | N | N | N/A | https://microgendx.com/covid19/ |  | 1-855-208-0019 | 2002 W. Loop 289, Suite 116 | Lubbock | TX | USA | 79407 | [18 empty] | Lab-performed test or service | LOD
Specialty Diagnostic (SDI) Laboratories | SDI SARS-CoV-2 Assay | ABI 7500 | https://www.fda.gov/media/136877/download | https://sdilabsinc.com/covid-19-testing/ | US FDA EUA | nasopharyngeal swab, oropharyngeal swab | N | N | N/A | crm@Sdilabsinc.com |  | 1-877-509-0376 | Clinical Genetics Center, 12634 Hoover Street | Garden Grove | CA | USA | 92841 | [18 empty] | Lab-performed test or service | LOD
Stanford Health Care Clinical Virology Laboratory | Stanford SARS-CoV-2 assay | Qiagen Rotor-Gene Q | https://www.fda.gov/media/136818/download | http://clinicalvirology.stanford.edu/ (has not been updated) | US FDA EUA | nasopharyngeal swab, oropharyngeal swab, nasal swab, bronchoalveolar lavage | N | N | N/A | N/A |  | 1-877-717-373 | Clinical Virology Laboratory, Stanford Health Care, 3375 Hillview Avenue | Palo Alto | CA | USA | 94304 | [18 empty] | Lab-performed test or service | Both | 30/30 | 30/30 | NPS
TBG Biotechnology Corp. | ExProbe SARS-CoV-2 Testing Kit | ABI 7500 | https://www.fda.gov/media/138822/download | http://www.tbgbio.com/en/product/product_detail/51 | US FDA EUA | nasopharyngeal swab, oropharyngeal swab, nasal swab, nasal wash, bronchoalveolar lavage | N | N | 68010 | covid19@tbgbio.com |  | 1-972-644-1888 | 635 Presidential Dr. | Richardson | TX | USA | 75081 | [18 empty] | Molecular Test Kit | Both | 5/5 | 199/200 | OP
The Kroger Co. | Kroger Health COVID-19 Test Home Collection Kit | Collection kit only | https://www.fda.gov/media/139683/download | https://www.thelittleclinic.com/drivethru-testing | US FDA EUA | nasal swab | N | N | N/A | N/A |  | 1-888-852-2567 | 555 Race Street | Cincinnati | OH | USA | 45202 | [19 empty] | LOD
The Ohio State University Wexner Medical Center | OSUWMC COVID-19 RT-PCR test | ABI 7500 | https://www.fda.gov/media/139288/download | https://wexnermedical.osu.edu/features/coronavirus/patient-care/covid-19-testing | US FDA EUA | oropharyngeal swab, nasopharyngeal swab, nasal swab | N | N | N/A | See web link for more details |  | 1-614-366-6800 | See web link for multiple test sites |  | OH | USA | [19 empty] | Lab-performed test or service | Both | 26/26 | 25/25 | NPS
Thermo Fisher Scientific, Inc. | TaqPath COVID-19 Combo Kit | ABI 7500, ThermoFisher QuantStudio 5, ThermoFisher QuantStudio 7 | https://www.fda.gov/media/136112/download | https://www.thermofisher.com/us/en/home/clinical/clinical-genomics/pathogen-detection-solutions/taqpath-covid-19-diagnostic-kit.html | US FDA EUA | nasopharyngeal swab, oropharyngeal swab, nasal swab, nasal wash, bronchoalveolar lavage | N | N | A47814 | http://www.thermofisher.com/support | Life Technologies Corporation | 1 800 955 6288 | 5781 Van Allen Way | Carlsbad | CA | USA | 92008 | [9 empty] | ORF1ab, N, S, MS2 | 10 genome copy equivalents |  |  | 96, 384 | 1000 |  |  |  | Molecular Test Kit | LOD
Tide Laboratories, LLC | DTPM COVID-19 RT-PCR Test | ThermoFisher QuantStudio 5 | https://www.fda.gov/media/138818/download | https://www.tidelaboratories.com/covid-19-testing/ | US FDA EUA | oropharyngeal swab, nasopharyngeal swab, nasal swab | N | N | N/A | info@tidelaboratories.com |  | 1-256-445-5000 | 913 Airport Road W | Fort Payne | AL | USA | 35968 | [18 empty] | Lab-performed test or service | Both | 23/23 | 18/18 | NPS
TNS Co., Ltd (Bio TNS) | COVID-19 RT-PCR Peptide Nucleic Acid (PNA) kit | ABI 7500, Bio-Rad CFX96 | https://www.fda.gov/media/139680/download | https://biotns.co.kr/index#COVID19 | US FDA EUA | nasopharyngeal swab, oropharyngeal swab, nasal swab, nasal wash, bronchoalveolar lavage | N | N | N/A | biotns@biotns.com |  | 1-808-888-6836 | 5-6F, 19-12, Daehak-ro 76beonan-gil, Yuseong-gu | Daejeon |  | Republic of Korea | [20 empty] | Both | 33/33 | 32/32 | NPS
Trax Management Services Inc. | PhoenixDx 2019-CoV | Bio-Rad CFX96, Qiagen Rotor-Gene Q, ABI 7500 | https://www.fda.gov/media/137153/download | https://gotraxconnects.com/covid19 | US FDA EUA | nasopharyngeal swab, oropharyngeal swab, nasal swab, bronchoalveolar lavage | N | N | PhoenixDx 2019-CoV | info@traxconnects.com |  | 1-833-548-8378 | 2900 Atoll Dr. | Lewis Center, | OH | USA | 43035 | 507 | [8 empty] | E,N, RdRP | https://www.fda.gov/media/137153/download |  | 2hs | [5 empty] | Molecular Test Kit | LOD
Ultimate Dx Laboratory | UDX SARS-CoV-2 Molecular Assay | ThermoFisher QuantStudio 12 | https://www.fda.gov/media/137372/download | https://ultimatedx.com/covid19/ | US FDA EUA | nasopharyngeal swab, oropharyngeal swab, nasal swab | N | N | N/A | info@ultimatedx.com |  | 1-800-799-7248 | 516 N Larchmont Blvd | Los Angeles | CA | USA | 90004 | [18 empty] | Lab-performed test or service | LOD
University of Alabama at Birmingham Fungal Reference Lab | FRL SARS CoV-2 Test | ThermoFisher QuantStudio 5 | https://www.fda.gov/media/139437/download | N/A | US FDA EUA | nasopharyngeal swab, oropharyngeal swab, nasal swab, nasal wash, bronchoalveolar lavage | N | N | N/A | N/A |  | N/A | W273 West Pavilion 619 19th St., South | Birmingham | AL | USA | 35249 | [18 empty] | Lab-performed test or service | Both | 5/5 | 5/5 | NPS | these samples were "clinical confirmation" so may not be considered clinical evaluation
University of North Carolina Medical Center | UNC Health SARS-CoV-2 real-time RT-PCR test | ABI 7500 | https://www.fda.gov/media/136880/download | https://www.uncmedicalcenter.org/mclendon-clinical-laboratories/available-tests/covid-19-pcr/ | US FDA EUA | nasopharyngeal swab, oropharyngeal swab, nasal swab, nasal wash, bronchoalveolar lavage | N | N | N/A | https://www.uncmedicalcenter.org/mclendon-clinical-laboratories/contact-us/ |  | 1-919-966-2361 | McLendon Clinical Laboratories 101 Manning Drive | Chapel Hill | NC | USA | 27514 | [18 empty] | Lab-performed test or service | Both | NP/OP = 4/4 NA/NW = 1/1 | NP/OP = 5/5 NA/NW = 43/43 | NP, OP, nasal aspirate, nasal wash
University of Texas MD Anderson Cancer Center, Molecular Diagnostics Laboratory | MD Anderson High-throughput SARS-CoV-2 RT-PCR Assay | ABI 7500, ThermoFisher QuantStudio Dx, ThermoFisher QuantStudio 7 | https://www.fda.gov/media/139512/download | https://www.mdanderson.org/cancerwise/is-covid-19-coronavirus-testing-accurate-and-9-more-things-to-know-about-covid-19-nasal-swab-testing.h00-159381945.html | US FDA EUA | nasopharyngeal swab, oropharyngeal swab, nasal swab | N | N | N/A | https://www.mdanderson.org/research/research-resources/core-facilities/molecular-diagnostics-lab.html |  | 1-713-794-4780 | Molecular Diagnostics Laboratory, The University of Texas MD Anderson Cancer Center 6565 MD Anderson Blvd. | Houston | TX | USA | 77030 | [18 empty] | Lab-performed test or service | Both | Assay 1 = 26/26 Assay 2 = 5/5 | Assay 1 = 22/22 Assay 2 = 6/6 | NPS | clinical eval was done using 2 different EUA assays
UTMG Pathology Laboratory | UTHSC/UCH SARS-CoV-2-RT-PCR Assay | Agilent AriaMx | https://www.fda.gov/media/137656/download | N/A | US FDA EUA | nasal swab | N | N | N/A | pathdept@uthsc.edu |  | 1-901-448-6300 | 930 Madison Avenue, Suite 500 | Memphis | TN | USA | 38163 | [18 empty] | Lab-performed test or service | Both | 30/30 | 30/30 | nasal swab
Viracor Eurofins Clinical Diagnostics | Viracor SARS-CoV-2 assay | ABI 7500 | https://www.fda.gov/media/136740/download | https://www.viracor-eurofins.com/test-menu/8300-coronavirus-covid-19-sars-cov-2-rt-pcr/ | US FDA EUA | nasopharyngeal swab, nasal swab, nasal wash, bronchoalveolar lavage | N | N | N/A | info@Viracor-Eurofins.com |  | 1-800-305-5198 | 1001 NW Technology Drive | Lees Summit | MO | USA | 64086 | [18 empty] | Lab-performed test or service | LOD
Wadsworth Center, New York State Department of Health | New York SARS-CoV-2 Real-time Reverse Transcriptase (RT)- PCR Diagnostic Panel | ABI 7500 | https://www.fda.gov/media/135847/download | N/A | US FDA EUA | nasopharyngeal swab, oropharyngeal swab, sputum | N | N | LVD SOP-151.1 | NYS.CoV2.test.event.report@health.ny.gov |  | N/A | Empire State Plaza, PO Box 509 | Albany | NY | USA | 12201-0509 | [18 empty] | Molecular Test Kit | LOD
Warrior Diagnostics, Inc. | Warrior Diagnostics SARS-CoV-2 Assay | Agilent AriaMX | https://www.fda.gov/media/138790/download | https://warrior-dx.com/covid-19/ | US FDA EUA | nasopharyngeal swab | N | N | N/A | info@warrior-dx.com |  | 1-970-541-4726 | 6215 Aviation Circle | Loveland | CO | USA | 80538 | [18 empty] | Lab-performed test or service | Both | Replicate 1 = 31/31 Replicate 2 = 31/31 Replicate 3 = 31/31 Total = 93/93 | Replicate 1 = 28/29 Replicate 2 = 29/29 Replicate 3 = 29/29 Total = 86/87 | NPS | Total of 31 discrete samples but used 3 assay replicates
Yale New Haven Hospital, Clinical Virology Laboratory | SARS-CoV-2 PCR test | ThermoFisher QuantStudio 6 | https://www.fda.gov/media/136602/download | https://www.ynhhs.org/patient-care/covid-19/covid-19-testing.aspx | US FDA EUA | nasopharyngeal swab, oropharyngeal swab, nasal swab, bronchoalveolar lavage, sputum | N | N | N/A | See web link for more details |  | 1-833-275-9644 | Yale New Haven Hospital Clinical Virology Laboratory PS619, 20 York Street | New Haven | CT | USA | 06504 | [18 empty] | Lab-performed test or service | Both | 28/33 | 89/91 | Sputum | Initially 124 NP swab samples were tested on the day of collection using the EUA authorized CDC assay. Of these NP samples, 33 (26.6%) were PCR-positive
Zymo Research Corporation | Quick SARS-CoV-2 rRT-PCR Kit | Bio-Rad CFX96 | https://www.fda.gov/media/137780/download | https://www.zymoresearch.com/products/quick-sars-cov-2-rrt-pcr-kit | US FDA EUA | nasopharyngeal swab, oropharyngeal swab, nasal swab, bronchoalveolar lavage, sputum | N | N | R3011 | tech@zymoresearch.com | Julie Ogi | 1-888-301-6639 | 17062 Murphy Ave. | Irvine | CA | USA | 92614 | [9 empty] | N, RNase P |  |  | 1.5 hours | 96 | 100 |  |  |  | Molecular Test Kit | LOD
CENTOGENE US, LLC | CentoFast-SARS-CoV-2 RT-PCR Assay | Roche LightCycler | https://www.fda.gov/media/139725/download | https://www.centogene.com/covid-19/testing/about-the-sars-cov-2-test.html | US FDA EUA | oropharyngeal swab | N | N | N/A | corona@centogene.com |  | +49 (0) 381-80113 700 | 99 Erie Street | Cambridge | MA | USA | 02139 | [18 empty] | Lab-performed test or service | Both | 30/30 | 30/30 | OP | clinical evaluation was performed by in-house comparative testing with another EUA RT-PCR test. Thirty positive and thirty negative dry oropharyngeal samples were tested in a blinded and randomized manner
Centers for Disease Control and Prevention (CDC) | Influenza SARS-CoV-2 (Flu SC2) Multiplex Assay | ABI 7500 | https://www.fda.gov/media/139743/download | https://www.cdc.gov/coronavirus/2019-ncov/lab/multiplex.html | US FDA EUA | nasopharyngeal swab, oropharyngeal swab, nasal swab, nasal wash, bronchoalveolar lavage, sputum | N | N | Flu SC2-EUA | CDCSARS2FluAB@cdc.gov |  | 1-404-639-4710 | 1600 Clifton Road NE | Atlanta | GA | USA | 30329 | [18 empty] | Molecular Test Kit | Both | 33/33 | 74/74 | NP (n=18) , OP (1), Oral (7), Sputum(3), NP/Oral (1), Th/NP (3) | Assay for Flu and SARS-CoV-2
Laboratorio Clinico Toledo | Laboratorio Clinico Toledo SARS-CoV-2 Assay | Roche LightCycler | https://www.fda.gov/media/139788/download | N/A | US FDA EUA | nasopharyngeal swab, oropharyngeal swab, nasal swab, bronchoalveolar lavage | N | N | N/A | info@laboratoriotoledo.com |  | 1-787-880-0444 | #51 Calle Palma | Aricebo | PR | USA | 00612 | [18 empty] | Lab-performed test or service | Both | 30/30 | 31/31 | NPS, mid-turbinate, OPS
Gene by Gene | Gene By Gene SARS-CoV-2 Detection Test | Bio-Rad CFX384 | https://www.fda.gov/media/139836/download | https://genebygene.com/coronavirus-covid-19/ | US FDA EUA | nasopharyngeal swab, nasal swab | N | N | N/A | covid19@genebygene.com |  | 1-713-474-2401 | 1445 North Loop West, Suite 760 | Houston | TX | USA | 77008 | [18 empty] | Lab-performed test or service | Both | 35/35 | 36/36 | NPS
Access Bio, Inc. | CareStart COVID-19 MDx RT-PCR | ABI 7500, Bio-Rad CFX96 | https://www.fda.gov/media/139832/download | http://accessbio.net/ | US FDA EUA | nasopharyngeal swab, oropharyngeal swab, nasal swab, nasal wash, bronchoalveolar lavage | N | N | MCGM-10072 | info@accessbio.net |  | 1-732-873-4040 | 65 Clyde Road, Suite A | Somerset | NJ | USA | 08873 | [18 empty] | Molecular Test Kit | Both | 46/46 | 46/46 | NPS
Enzo Life Sciences, Inc. | AMPIPROBE SARS-CoV-2 Test System | ThermoFisher QuantStudio 5 | https://www.fda.gov/media/139828/download | https://www.enzolifesciences.com/ENZ-GEN215/ampiprobe-sars-cov-2-assay-kit/ | US FDA EUA | nasopharyngeal swab, oropharyngeal swab, nasal swab, nasal wash | N | N | ENZ-GEN216-0960, ENZ-GEN216-0096, ENZ-GEN215-0096, ENZ-GEN218-0004 | orders-usa@enzolifesciences.com |  | 1-800-942-0430 | 10 Executive Boulevard | Farmingdale | NY | USA | 11735 | [18 empty] | Molecular Test Kit | Both | 51/53 | 144/147 | NPS
Clinical Research Sequencing Platform (CRSP), LLC at the Broad Institute of MIT and Harvard | CRSP SARS-CoV-2 Real-time Reverse Transcriptase (RT)-PCR Diagnostic Assay | ThermoFisher QuantStudio 7, ThermoFisher ViiA7 | https://www.fda.gov/media/139858/download | https://covid-19-test-info.broadinstitute.org/ | US FDA EUA | nasopharyngeal swab, oropharyngeal swab, nasal swab, nasal wash, bronchoalveolar lavage | N | N | N/A | genomics@broadinstitute.org |  | 1-617-714-7569 | 320 Charles Street | Cambridge | MA | USA | 02141 | [18 empty] | Lab-performed test or service | Both | 33/33 | 40/40 | OP, NPS
BioSewoom, Inc. | Real-Q 2019-nCoV Detection Kit | ABI 7500, ThermoFisher QuantStudio 5, Bio-Rad CFX96 | https://www.fda.gov/media/139941/download | http://www.biosewoom.com/#__79346__item2 | US FDA EUA | nasopharyngeal swab, oropharyngeal swab, nasal swab, nasal wash, bronchoalveolar lavage, sputum | N | N | BS7nCoV | info@biosewoom.com |  | +82-2-498-2340 | 2F Wooyoung Technocenter, 144 Achasan-ro | Seongdong-gu, Seoul |  | Republic of Korea | 04783 | [18 empty] | Molecular Test Kit | Both | NPS/OPS = 26/43 Sputum = 21/21 | NPS/OPS = 17/43 Sputum = 9/9 | NPS,OPS,Sputum | These samples were previously tested for SARSCoV-2 using an FDA-authorized assay and stored at a temperature of -70℃ in a clinical laboratory in South Korea prior to inclusion in this study.
UCSF Health Clinical Laboratories, UCSF Clinical Labs at China Basin | SARS-CoV-2 RNA DETECTR Assay | ABI 7500 | https://www.fda.gov/media/139937/download | https://clinlab.ucsf.edu/covid-19 | US FDA EUA | nasopharyngeal swab, oropharyngeal swab, nasal swab, nasal wash | N | N | N/A | COVID19Outreach@ucsf.edu |  | 1-415-353-1667 | 185 Berry Street | San Francisco | CA | USA | 94107 | [18 empty] | Lab-performed test or service | Both | 38/40 | 62/62 | NPS
Boston Medical Center | BMC-CReM COVID-19 Test | Eppendorf Mastercycler Nexus X2, ThermoFisher QuantStudio 6 | https://www.fda.gov/media/140007/download | https://www.bmc.org/medical-professionals/pathology-laboratory-medicine | US FDA EUA | nasopharyngeal swab, oropharyngeal swab, nasal swab, nasal wash, bronchoalveolar lavage | N | N | N/A | N/A |  | 1-617-414-4054 | 1 Boston Medical Center Place | Boston | MA | USA | 02118 | [18 empty] | Lab-performed test or service | Both | 30/30 | 30/30 | NPS
Compass Laboratory Services, LLC | Compass Laboratory Services SARS-CoV2 Assay | ThermoFisher QuantStudio 12, ThermoFisher QuantStudio 7 | https://www.fda.gov/media/140078/download | http://www.compasslabservices.com/molecular-diagnostics | US FDA EUA | nasopharyngeal swab, oropharyngeal swab, nasal swab, nasal wash | N | N | N/A | info@compasslabservices.com |  | 1-901-348-5774 | 1910 Nonconnah Blvd, Suite 108 | Memphis | TN | USA | 38132 | [18 empty] | Lab-performed test or service | LOD
Trax Management Services Inc. | PhoenixDx SARS-CoV-2 Multiplex | Bio-Rad CFX96, ThermoFisher QuantStudio 1, Qiagen Rotor-Gene Q, ABI 7500, DNA Technologie DTPrime5, Analytik Jena qTower3G | https://www.fda.gov/media/140073/download | https://gotraxconnects.com/covid19 | US FDA EUA | nasopharyngeal swab, oropharyngeal swab, nasal swab, bronchoalveolar lavage | N | N | N/A | info@traxconnects.com |  | 1-833-548-8378 | 2900 Atoll Drive | Lewis Center, | OH | USA | 43035 | [18 empty] | Molecular Test Kit | Both | NPS = 34/34 OPS = 8/8 | NPS = 38/38 OPS = 4/4 | OPS, NPS
KogeneBiotech Co., Ltd. | PowerChek 2019-nCoV Real-time PCR Kit | ABI 7500, Bio-Rad CFX96 | https://www.fda.gov/media/140069/download | http://www.kogene.co.kr/eng/about_us/news/listbody.php?h_gcode=board&h_code=7&po_no=288 | US FDA EUA | nasopharyngeal swab, oropharyngeal swab, nasal swab, nasal wash, bronchoalveolar lavage, sputum | N | N | R6900TD | info@kogene.co.kr |  | +82 2 2026 2150 | C1101, C-dong, 168, Gasan digital 1ro | Geumcheongu, Seoul |  | Republic of Korea | 08507 | [18 empty] | Molecular Test Kit | Both | NPS = 15/15 Sputum = 15/15 | NPS = 15/15 Sputum = 15/15 | NPS, Sputum
Quest Diagnostics Infectious Disease, Inc. | Quest Diagnostics HA SARS-CoV-2 Assay | Panther / Panther Fusion | https://www.fda.gov/media/140239/download | https://testdirectory.questdiagnostics.com/test/test-detail/39448/sars-cov-2-rna-covid-19-ql-real-time-rt-pcr?q=39448&cc=MASTER | US FDA EUA | nasal swab | N | N | 39448 | https://www.questdiagnostics.com/home/contact/ |  | 1-949-728-4000 | 33608 Ortega Highway, Bldg. B-West Wing | San Juan Capistrano | CA | USA | 92675 | [18 empty] | Lab-performed test or service | LOD
Quest Diagnostics Infectious Disease, Inc. | Quest Diagnostics PF SARS-CoV-2 Assay | Panther / Panther Fusion | https://www.fda.gov/media/140229/download | https://testdirectory.questdiagnostics.com/test/test-detail/39448/sars-cov-2-rna-covid-19-ql-real-time-rt-pcr?q=39448&cc=MASTER | US FDA EUA | nasal swab | N | N | 39448 | https://www.questdiagnostics.com/home/contact/ |  | 1-949-728-4000 | 33608 Ortega Highway, Bldg. B-West Wing | San Juan Capistrano | CA | USA | 92675 | [18 empty] | Lab-performed test or service | LOD
Quest Diagnostics Infectious Disease, Inc. | Quest Diagnostics RC SARS-CoV-2 Assay | Roche cobas 6800 system, Roche cobas 8800 system | https://www.fda.gov/media/140234/download | https://testdirectory.questdiagnostics.com/test/test-detail/39448/sars-cov-2-rna-covid-19-ql-real-time-rt-pcr?q=39448&cc=MASTER | US FDA EUA | nasal swab | N | Y | 39448 | https://www.questdiagnostics.com/home/contact/ |  | 1-949-728-4000 | 33608 Ortega Highway, Bldg. B-West Wing | San Juan Capistrano | CA | USA | 92675 | [18 empty] | Lab-performed test or service | LOD
Boston Heart Diagnostics | Boston Heart COVID-19 RT-PCR Test | ThermoFisher QuantStudio 12 | https://www.fda.gov/media/140259/download | https://bostonheartdiagnostics.com/ | US FDA EUA | nasopharyngeal swab, oropharyngeal swab, nasal swab, nasal wash, bronchoalveolar lavage | N | N | N/A | customercare@bostonheartdx.com |  | 1-877-425-1252 | 200 Crossing Boulevard | Framingham | MA | USA | 01702 | [18 empty] | Lab-performed test or service | Both | 29/30 | 29/30 | NPS
Access Genetics, LLC | OraRisk COVID-19 RT-PCR | Roche Light Cycler | https://www.fda.gov/media/140293/download | https://www.oraldna.com/test/covid-19/ | US FDA EUA | nasopharyngeal swab, nasal swab, saliva | N | N | N/A | support@oraldna.com |  | 1-855-672-5362 | 7400 Flying Cloud Drive | Eden Prairie | MN | USA | 55344 | [18 empty] | Lab-performed test or service | Both | NPS = 15/15 Nasal = 22/22 | NPS = 15/15 Nasal = 22/23 | NPS, Nasal | (30 nasopharyngeal swab specimens in VTM and 46 nasal swabs in VTM or saline oral rinse
DiaCarta, Inc. | QuantiVirus SARS-CoV-2 Multiplex Test Kit | ABI 7500, ThermoFisher QuantStudio 5, Bio-Rad CFX384 | https://www.fda.gov/media/140354/download | https://diacarta.com/products/covid19/multiplex | US FDA EUA | nasopharyngeal swab, oropharyngeal swab, nasal swab, sputum | N | N | DC-11-0017, DC-11-0018, DC-11-0019 | covid19support@diacarta.com |  | 1-510-878-6662 | 2600 Hilltop Drive | Richmond | CA | USA | 94806 | [14 empty] | 24/48/480 | x |  |  | Molecular Test Kit | Both | 40/41 | 52/52 | NPS
Helix OpCo LLC (dba Helix) | Helix COVID-19 Test | ThermoFisher QuantStudio 7 | https://www.fda.gov/media/140420/download | https://www.helix.com/pages/covid19-efforts | US FDA EUA | nasopharyngeal swab, oropharyngeal swab, nasal swab | N | N | N/A | https://www.helix.com/pages/work-with-helix |  | 1-415-805-3360 | 9875 Towne Center Drive | San Diego | CA | USA | 92121 | [18 empty] | Lab-performed test or service | Both | (NPS & OPS) = 30/30 (NPS,OPS& ANS) = 29/30 | (NPS & OPS) = 30/30 (NPS,OPS& ANS) = 30/30 | (NPS & OPS),(NPS,OPS& ANS)
Jiangsu CoWin Biotech Co., Ltd. | Novel Coronavirus (SARS-CoV-2) Fast Nucleic Acid Detection Kit (PCR-Fluorescence Probing) | ABI 7500 | https://www.fda.gov/media/140425/download | https://www.cwbiosciences.com/goods/index?id=77 | US FDA EUA | oropharyngeal swab | N | N | CW3130 | service@cwbiotech.com |  | 86-523-86201352 | No. 58 G52 Building, East of Lujia Road, West Side of Tai Road, China medical city | Taizhou | Jiangsu | China | 225300 | [18 empty] | Molecular Test Kit | Both | 40/40 | 56/56 | OPS
Sandia National Laboratories | SNL-NM 2019 nCoV Real-Time RT-PCR Diagnostic Assay | ABI 7500, ThermoFisher QuantStudio 5, Bio-Rad Connect, Bio-Rad CFX96 | https://www.fda.gov/media/140547/download | N/A | US FDA EUA | nasopharyngeal swab, oropharyngeal swab, nasal swab, nasal wash | N | N | N/A | N/A |  | N/A | 1515 Eubank Blvd. SE | Albuquerque | NM | USA | 87123 | [18 empty] | Lab-performed test or service | Both | 34/34 | 35/35 | NP
Eli Lilly and Company | Lilly SARS-CoV-2 Assay | ThermoFisher QuantStudio 7, ThermoFisher QuantStudio Dx, ThermoFisher QuantStudio 12 | https://www.fda.gov/media/140543/download | https://www.coronavirus.in.gov/files/COVID-19%20specimen%20submission%20and%20collection%20guidelines_03.23.20_v2.pdf | US FDA EUA | nasopharyngeal swab, oropharyngeal swab, nasal swab, nasal wash, bronchoalveolar lavage | N | N | N/A | N/A |  | N/A | Lilly Corporate Center 98A/3C | Indianapolis | IN | USA | 46285 | [18 empty] | Lab-performed test or service | Both | 14/14 | 14/15 | NP
Clinical Reference Laboratory, Inc. | CRL Rapid Response | Bio-Rad CFX96 | https://www.fda.gov/media/140661/download | https://www.crlcorp.com/covid-19-testing/ | US FDA EUA | saliva | N | N | N/A | CTsupport@crlcorp.com |  | 1-833-567-8376 | 8433 Quivira Road | Lenexa | KS | USA | 66215 | [18 empty] | Lab-performed test or service | Both | 32/32 | 27/27 | saliva
University of California San Diego Health | UCSD RC SARS-CoV-2 Assay | Roche cobas 6800 system, Roche cobas 8800 system | https://www.fda.gov/media/140712/download | https://health.ucsd.edu/coronavirus/Pages/testing.aspx | US FDA EUA | nasopharyngeal swab, oropharyngeal swab, nasal swab | N | Y | N/A | N/A |  | N/A | Center for Advanced Laboratory Medicine 10300 Campus Point Drive, Suite 150 | San Diego | CA | USA | 92121 | [18 empty] | Lab-performed test or service | Both | 43/44 | 59/60 | NP | NOTE: this is a pooled sample assay; PPA and NPA data taken from tables 3 (PPA) and 4 (NPA); LOD data passed thru from Roche cobas by permission from FDA
Xiamen Zeesan Biotech Co., Ltd. | SARS-CoV-2 Test Kit (Real-time PCR) | ThermoFisher QuantStudio 3 | https://www.fda.gov/media/140717/download | http://www.zeesandx.com/products/sars-cov-2-test-kit-real-time-pcr.html | US FDA EUA | nasopharyngeal swab, oropharyngeal swab, nasal swab, nasal wash, bronchoalveolar lavage | N | N | 801301 | info@mdphddx.com |  | 1-781-354-9991 | Xiamen Zeesan Biotech Co., Ltd Building 1#, No.3701 North Xiang'an Road (Xiang An) Industrial Area, Torch High-Tech Zone | Xiamen | Fujian | China | 361101 | [18 empty] | Molecular Test Kit | Both | NP+OP: 30/30 | NP+OP: 30/30 | NP + OP
ISPM Labs, LLC dba Capstone Healthcare | Genus SARS-CoV-2 Assay | ThermoFisher QuantStudio 12 | https://www.fda.gov/media/140818/download | https://capstonehealthcare.com/covid19-testing/ | US FDA EUA | nasopharyngeal swab, oropharyngeal swab | N | N | N/A | clientservices@capstonehealthcare.com |  | 1-844-497-8851 | 8601 Dunwoody Place, Suite 444 | Sandy Springs | GA | USA | 30350 | [18 empty] | Lab-performed test or service | Both | NP+OP: 43/43 | NP+OP: 28/28 | NP + OP
Poplar Healthcare | Poplar SARS-CoV-2 TMA Pooling assay | Panther / Panther Fusion | https://www.fda.gov/media/140792/download | https://www.micropathid.info/micropathid-tests/covid-19-test/ | US FDA EUA | nasopharyngeal swab, oropharyngeal swab, nasal swab | N | N | N/A | N/A |  | 1-901-526-1912 | 3495 Hack Cross Road | Memphis | TN | USA | 38125 | [18 empty] | Lab-performed test or service | Both | 23/23 | 25/25 | nasal swab | NOTE: this is a pooled sample assay; PPA and NPA data taken from table 3
Cleveland Clinic Robert J. Tomsich Pathology and Laboratory Medicine Institute | Cleveland Clinic SARS-CoV-2 Assay | Roche LightCycler, Roche cobas Z 480 system | https://www.fda.gov/media/140788/download | https://clevelandcliniclabs.com/2020/05/01/coronavirus-2019-covid-19-testing/ | US FDA EUA | nasopharyngeal swab, oropharyngeal swab, nasal swab, bronchoalveolar lavage, sputum | N | N | N/A | N/A |  | 1-800-628-6816 | 9500 Euclid Avenue / LL2 | Cleveland | OH | USA | 44195 | [18 empty] | Lab-performed test or service | Both | 4 sample types combined: 63/64 | 4 sample types combined: 69/69 | NP, sputum, BAL, TASP
Ethos Laboratories | Ethos Laboratories SARS-CoV-2 MALDI-TOF Assay | ThermoFisher Veriti Thermal Cycler, Agena MassARRAY MALSDI-TOF MS System | https://www.fda.gov/media/140780/download | https://www.ethos-labs.com/schedule-viral-test/ | US FDA EUA | nasopharyngeal swab, oropharyngeal swab, nasal swab, bronchoalveolar lavage | N | N | N/A | https://www.ethos-labs.com/contact-us/ |  | 1-877-496-2570 | 29 East 6th Street | Newport | KY | USA | 41071 | [18 empty] | Lab-performed test or service | Both | 52/53 | 52/54 | NP
Wren Laboratories LLC | Wren Laboratories COVID-19 PCR Test | Eppendorf Nexus Gradient Mastercycler, ThermoFisher QuantStudio 7 | https://www.fda.gov/media/140776/download | https://www.wrenlaboratories.com/covid-19/covid-19-testing | US FDA EUA | nasopharyngeal swab, oropharyngeal swab, nasal swab, nasal wash, bronchoalveolar lavage | N | N | N/A | info@wrenlaboratories.com |  | 1-203-208-3464 | 688 East Main Street | Branford | CT | USA | 06405 | [18 empty] | Lab-performed test or service | Both | 60/60 | 57/60 | NP
Vela Operations Singapore Pte Ltd | ViroKey SARS-CoV-2 RT-PCR Test | ABI 7500, Sentosa SA201 Real-Time PCR Instrument | https://www.fda.gov/media/140922/download | https://www.veladx.com/product/qpcr-respiratory-viruses/virokey-sars-cov-2-rt-pcr-test.html | US FDA EUA | nasopharyngeal swab, oropharyngeal swab, nasal swab, nasal wash | N | N | 300681 | support.us@veladx.com |  | 1-877-593-7528 | 353C Route 46 West, Suite 250 | Fairfield | NJ | USA | 07004 | [18 empty] | Molecular Test Kit | Both | 35/36 | 78/82 | NP
Helix OpCo LLC (dba Helix) | Helix COVID-19 NGS Test | NovaSeq 6000 | https://www.fda.gov/media/140917/download | https://www.helix.com/pages/covid19-efforts | US FDA EUA | nasopharyngeal swab, oropharyngeal swab, nasal swab | N | N | N/A | https://www.helix.com/pages/work-with-helix |  | 1-415-805-3360 | 9875 Towne Center Drive | San Diego | CA | USA | 92121 | [18 empty] | Lab-performed test or service | Both | 30/30 | 30/30 | pos: NP, neg: nasal
George Washington University Public Health Laboratory | GWU SARS-CoV-2 RT-PCR Test | Roche LightCycler | https://www.fda.gov/media/140980/download | N/A | US FDA EUA | nasopharyngeal swab, oropharyngeal swab, nasal swab, bronchoalveolar lavage | N | N | N/A | N/A |  | 1-202-994-7400 | 800 22nd St. NW | Washington | DC | USA | 20052 | [18 empty] | Lab-performed test or service | Both | 38/40 | 42/42 | NP
Alpha Genomix Laboratories | Alpha Genomix TaqPath SARS-CoV-2 Combo Assay | ThermoFisher QuantStudio 12 | https://www.fda.gov/media/141021/download | http://alphagenomix.com/ | US FDA EUA | nasopharyngeal swab, oropharyngeal swab, nasal swab | N | N | N/A | info@alphagenomix.com |  | 1-888-250-6228 | 333 Research Court | Peachtree Corners | GA | USA | 30092 | [18 empty] | Lab-performed test or service | Both | 29/30 | 35/35 | NP
Solaris Diagnostics | Solaris Multiplex SARS-CoV-2 Assay | ThermoFisher QuantStudio 5 | https://www.fda.gov/media/141016/download | https://solarisdx.com/coronavirus-2019/ | US FDA EUA | nasopharyngeal swab, oropharyngeal swab, nasal swab, nasal wash, bronchoalveolar lavage | N | N | N/A | admin@solarisdx.com |  | 1-844-550-0308 | 110 Dewey Drive, Suite A | Nicholasville | KY | USA | 40356 | [18 empty] | Lab-performed test or service | Both | 30/30 Contrived +30/30 clinical = 60/60 | 30/30 Contrived +30/30 clinical = 60/60 | NP
LumiraDx UK Ltd. | LumiraDx SARS-CoV-2 RNA STAR | ABI 7500, Roche LightCycler, ThermoFisher QuantStudio 5, Agilent AriaMx, Agilent Mx3005P | https://www.fda.gov/media/141057/download | https://www.lumiradx.com/us-en/what-we-do/diagnostics/fast-lab-solutions/rna-star-test | US FDA EUA | nasopharyngeal swab, oropharyngeal swab, nasal swab, bronchoalveolar lavage | N | N | #L018180030096 | customerservices.US@lumiradx.com |  | 1-888-586-4721 | 3 More London Riverside | London |  | United Kingdom | SE1 2AQ | [18 empty] | Molecular Test Kit | Both | 33/34 | 30/31 | NP
Biomeme, Inc. | Biomeme SARS-CoV-2 Real-Time RT-PCR Test | Biomeme Franklin three9 | https://www.fda.gov/media/141052/download | https://shop.biomeme.com/collections/covid-19/products/sars-cov-2 | US FDA EUA | nasopharyngeal swab, oropharyngeal swab, nasal swab, nasal wash | N | N | 3000555 | support@biomeme.com |  | N/A | 1015 Chestnut Street, Suite 1401 | Philadelphia | PA | USA | 19107 | [18 empty] | Molecular Test Kit | Both | 49/50 | 30/30 | NP
Pro-Lab Diagnostics | Pro-AmpRT SARS-CoV-2 Test | OptiGene Genie HT | https://www.fda.gov/media/141149/download | N/A | US FDA EUA | nasopharyngeal swab, oropharyngeal swab, nasal swab | N | N | N/A | support@pro-lab.com |  | 1-905-731-0300 | 21 Cypress Blvd. Suite 1155 | Round Rock | TX | USA | 78665 | [18 empty] | Lab-performed test or service | Both | 29/30 | 30/30 | NP
Yale School of Public Health, Department of Epidemiology of Microbial Diseases | SalivaDirect | ABI 7500, Bio-Rad CFX96 | https://www.fda.gov/media/141192/download | https://www.medrxiv.org/content/10.1101/2020.08.03.20167791v1 | US FDA EUA | saliva | N | N | N/A | N/A |  | N/A | 310 Cedar Street | New Haven | CT | USA | 06510 | [18 empty] | Lab-performed test or service | Both | 32/34 | 30/33 | NP+Saliva, data are combined
ZhuHai Sinochips Bioscience Co., Ltd. | COVID-19 Nucleic Acid RT-PCR Test Kit | ABI 7500 | https://www.fda.gov/media/141246/download | https://sinochipsdiagnostics.com/ | US FDA EUA | nasopharyngeal swab, oropharyngeal swab, nasal swab, nasal wash | N | N | N/A | support@sinochipsdiagnostics.com |  | 1-877-746-6244 | No. 24 Jinfeng West Road, 4/F building | TangJiaWan Town, ZhuHai City |  | China | 519000 | [18 empty] | Molecular Test Kit | Both | 82/85 | 310/310 | NP
Texas Department of State Health Services, Laboratory Services Section | Texas Department of State Health Services (DSHS) SARS-CoV-2 Assay | ABI 7500 | https://www.fda.gov/media/141496/download | https://dshs.texas.gov/lab/default.shtm | US FDA EUA | nasopharyngeal swab, oropharyngeal swab, nasal swab, nasal wash, bronchoalveolar lavage | N | N | N/A | coronavirus@dshs.texas.gov |  | 1-512-776-7318 | 1100 West 49th Street | Austin | TX | USA | 78756 | [18 empty] | Lab-performed test or service | Both | Contrived (NP+OP+nasal) 12/12, Clinical (NP+OP) 16/16 | Contrived (NP+OP+nasal) 12/12, Clinical 41/41 | NP, OP, nasal swabs
DxTerity Diagnostics, Inc. | DxTerity SARS-CoV-2 RT-PCR Test | ThermoFisher ViiA7 | https://www.fda.gov/media/141491/download | https://dxterity.com/sars-cov-2-test-covid-19/ | US FDA EUA | saliva | N | N | N/A | https://dxterity.com/contact/ |  | 1-310-537-7857 | 19500 South Rancho Way Suite 116 | Rancho Dominguez | CA | USA | 90220 | [18 empty] | Lab-performed test or service | Both | 35/36 | 37/40 | NP
Guardant Health, Inc. | Guardant-19 | NextSeq 550 | https://www.fda.gov/media/141487/download | https://guardanthealth.com/covid-19-response/ | US FDA EUA | nasopharyngeal swab, oropharyngeal swab, nasal swab, nasal wash | N | N | N/A | clientservices@guardanthealth.com |  | 1-855-698-8887 | 505 Penobscot Drive | Redwood City | CA | USA | 94063 | [18 empty] | Lab-performed test or service | Both | 64/67 | 59/60 | NP
QDx Pathology Services | QDX SARS-CoV-2 Assay | ABI 7500, ThermoFisher QuantStudio 7, ThermoFisher QuantStudio 12 | https://www.fda.gov/media/141545/download | https://www.qdxpath.com/sars-cov-2-covid-19/ | US FDA EUA | nasal swab | N | N | N/A | https://www.qdxpath.com/contact/ |  | 1-866-909-7284 | 20 Jackson Drive | Cranford | NJ | USA | 07016 | [18 empty] | Lab-performed test or service | N/A |  |  |  | EUA is for use of home collection kit in concert with ChromaCode's test
Fluidigm Corporation | Advanta Dx SARS-CoV-2 RT-PCR Assay | Biomark HD | https://www.fda.gov/media/141541/download | https://www.fluidigm.com/singlearticles/covid-19-diagnostics | US FDA EUA | saliva | N | N | 102-0354, 102-0370 | techsupport@fluidigm.com |  | 1-866-358-4354 | 2 Tower Place Suite 2000 | South San Francisco | CA | USA | 94080 | [18 empty] | Molecular Test Kit | Both | 43/43 | 34/34 | saliva
Abbott Diagnostics Scarborough, Inc. | BinaxNOW COVID-19 Ag Card | Lateral flow assay; no instrument | https://www.fda.gov/media/141570/download | https://www.abbott.com/BinaxNOW-Test-NAVICA-App.html | US FDA EUA | nasal swab | Y | Y | 195-000, 195-080, 190-010 | https://www.globalpointofcare.abbott/en/product-details/navica-binaxnow-covid-19-us.html |  | 1-877-441-7440 | 10 Southgate Road | Scarborough | ME | USA | 04074 | [18 empty] | Antigen Test | Both | 34/35 | 66/67 | nasal swab
LumiraDx UK Ltd. | LumiraDx SARS-CoV-2 Ag Test | LumiraDx | https://www.fda.gov/media/141304/download | https://www.lumiradx.com/uk-en/what-we-do/diagnostics/test-technology/antigen-test | US FDA EUA | nasal swab | Y | Y | SPEC-32311 | customerservices.US@lumiradx.com |  | 1-888-586-4721 | 221 Cresent Street, 5th floor | Waltham | MA | USA | 02453 | [18 empty] | Antigen Test | Both | 81/83 | 168/174 | nasal swab
Becton, Dickinson and Company (BD) | BD Veritor System for Rapid Detection of SARS-CoV-2 | BD Veritor™ Plus Analyzer | https://www.fda.gov/media/139755/download | https://www.bd.com/en-us/offerings/capabilities/microbiology-solutions/point-of-care-testing/bd-veritor-plus-system-for-rapid-covid-19-sars-cov-2-testing | US FDA EUA | nasal swabs | Y | Y | 256082 | https://www.bd.com/en-us/support |  | 1-800-638-8663 | 7 Loveton Circle | Sparks | MD | USA | 21152 | [18 empty] | Antigen Test | Both | 26/31 | 195/195 | nasal swab
Quidel Corporation | Sofia SARS Antigen FIA | Sofia, Sofia 2 | https://www.fda.gov/media/137885/download | https://www.quidel.com/immunoassays/rapid-sars-tests/sofia-sars-antigen-fia | US FDA EUA | nasopharyngeal swab, nasal swab | Y | Y | 20374, 20383 | https://www.quidel.com/covid-19 |  | 1-858-552-1100 | 9975 Summers Ridge Road | San Diego | CA | USA | 92121 | [18 empty] | Antigen Test | Both | 29/30 | 179/179 | NP, nasal swabs
Cuur Diagnostics | Cuur Diagnostics SARS-CoV-2 Molecular Assay | ThermoFisher QuantStudio 12 | https://www.fda.gov/media/141627/download | https://cuurdiagnostics.com/coronavirus/ | US FDA EUA | nasopharyngeal swab, oropharyngeal swab, nasal swab | N | N | N/A | https://cuurdiagnostics.com/contact/ |  | 1-844-275-2887 | 8876 Spanish Ridge Avenue, Suite 200 | Las Vegas | NV | USA | 89148 | [18 empty] | Lab-performed test or service | Both | 48/50 | 50/50 | NP | data are the sum of comparisons vs two other assays
DxTerity Diagnostics, Inc. | DxTerity SARS-CoV-2 RT PCR CE Test | ABI 3500xL Dx Genetic Analyzer | https://www.fda.gov/media/141669/download | https://dxterity.com/sars-cov-2-test-covid-19/ | US FDA EUA | saliva | N | N | N/A | https://dxterity.com/contact/ |  | 1-310-537-7857 | 19500 South Rancho Way Suite 116 | Rancho Dominguez | CA | USA | 90220 | [18 empty] | Lab-performed test or service | Both | 36/37 | 36/40 | saliva vs NP | data shown are from swabs of symptomatic patients
Patients Choice Laboratories, LLC | PCL SARS-CoV-2 Real-Time RT-PCR Assay | ThermoFisher QuantStudio 12 | https://www.fda.gov/media/141665/download | https://pclabsdx.com/rpp/ | US FDA EUA | nasopharyngeal swab, oropharyngeal swab | N | N | N/A | info@pclabsdx.com |  | 1-833-569-0440 | 7026 Corporate Drive | Indianapolis | IN | USA | 46278 | [18 empty] | Lab-performed test or service | Both | 40/40 | 35/35 | NP | data are the sum of comparisons vs three other assays
BayCare Laboratories, LLC | BayCare SARS-CoV-2 RT PCR Assay | Roche cobas 6800 system, Roche cobas 8800 system | https://www.fda.gov/media/141769/download | https://baycare.org/coronavirus | US FDA EUA | nasopharyngeal swab | N | Y | N/A | https://baycare.org/contact-us/customer-service-form |  | 1-800-229-2273 | 5455 West Waters Ave. Suite 208 | Tampa | FL | USA | 33634 | [18 empty] | Lab-performed test or service | Both | 44/50 | 30/30 | NP | data from tests using pooled swabs
Mammoth Biosciences, Inc. | SARS-CoV-2 DETECTR Reagent Kit | ABI 7500 | https://www.fda.gov/media/141765/download | N/A | US FDA EUA | nasopharyngeal swab, oropharyngeal swab, nasal swab, nasal wash | N | N | N/A | support@mammothbiosci.com |  | 1-650-294-8583 | 279 East Grand Ave., Suite 400 | South San Francisco | CA | USA | 94080 | [18 empty] | Molecular Test Kit | Both | 38/40 | 62/62 | NP
MiraDx | MiraDx SARS-CoV-2 RT-PCR assay | ThermoFisher QuantStudio 6 | https://www.fda.gov/media/141760/download | https://miradx.com/covid-19-testing/ | US FDA EUA | nasopharyngeal swab, oropharyngeal swab, nasal swab, nasal wash | N | N | N/A | info@miradx.com |  | 1-424-387-8100 | 11600 Wilshire Boulevard, Suite 410 | Los Angeles | CA | USA | 90025 | [18 empty] | Lab-performed test or service | Both | 31/32 | 37/37 | OP + NP
T2 Biosystems, Inc. | T2SARS-CoV-2 Panel | T2Dx | https://www.fda.gov/media/141755/download | https://www.t2biosystems.com/products-technology/t2sars-cov-2-panel/ | US FDA EUA | nasopharyngeal swab, oropharyngeal swab, nasal swab, bronchoalveolar lavage | N | N | N/A | info@t2biosystems.com |  | 1-877-504-8282 | 101 Hartwell Avenue | Lexington | MA | USA | 02421 | [18 empty] | Molecular Test Kit | Both | 57/60 | 41/41 | NP
OPTOLANE Technologies, Inc. | Kaira 2019-nCoV Detection Kit | ThermoFisher QuantStudio 5, Bio-Rad CFX96 | https://www.fda.gov/media/141795/download | http://optolane.com/ | US FDA EUA | nasopharyngeal swab, oropharyngeal swab, nasal swab, nasal wash, bronchoalveolar lavage, sputum | N | N | RDM101-X | info@optolane.com |  | +82-31-881-9600 | 6F, 20, Pangyoyeok-ro 241beon-gil | Bundang-gu, Seongnam-si, Gyeonggi-do |  | Republic of Korea | 13494 | [18 empty] | Molecular Test Kit | Both | 30/30 | 30/30 | NP + OP
Detectachem Inc. | MobileDetect Bio BCC19 (MD-Bio BCC19) Test Kit | Bio-Rad T100, Detectachem MD-Bio Heater, Benchmark Scientific T5005-3205, Techne 5Prime/02, EVDOtek EDVOcycler 2, EVDOtek EDVOcycler Jr, ThermoFisher Veriti Thermal Cycler, Applied Biosystems MiniAmp | https://www.fda.gov/media/141791/download | https://mobiledetectbio.com/ | US FDA EUA | nasopharyngeal swab, oropharyngeal swab, nasal swab | N | N | N/A | Support@DetectaChem.com |  | 1-855-573-3537 | 4100 Greenbriar Dr. Suite 180 | Stafford | TX | USA | 77477 | [18 empty] | Molecular Test Kit | Both | 43/44 | 63/63 | NP
Bioeksen R&D Technologies Ltd. | Bio-Speedy Direct RT-qPCR SARS-CoV-2 | Bio-Rad CFX96, Qiagen Rotor-Gene Q | https://www.fda.gov/media/141823/download | https://bioeksen.com.tr/tr/covid-19-rt-qpcr-tespit-kiti/ | US FDA EUA | nasopharyngeal swab, oropharyngeal swab, nasal swab, nasal wash, bronchoalveolar lavage | N | N | BS-SY-SC2-100 | info@bioeksen.com.tr |  | +90-212-285-10-17 | ITU Teknokent ARI 3, No. 4/B-105 | Sariyer, Istanbul |  | Turkey | [19 empty] | Molecular Test Kit | Both | 349/357 | 94/94 | NP + OP + nasal wash + BAL
Roche Molecular Systems, Inc. (RMS) | cobas SARS-CoV-2 & Influenza A/B | Roche cobas 6800 system, Roche cobas 8800 system | https://www.fda.gov/media/141887/download | https://diagnostics.roche.com/global/en/products/params/cobas-sars-cov-2-influenza-a-b-test.html | US FDA EUA | nasopharyngeal swab, nasal swab | N | Y | 9233474190, 09233482190, 07002238190 | https://diagnostics.roche.com/us/en/about-us/contact-us-and-support.html |  | 1 800 526 1247 | 9115 Hague Road | Indianapolis | IN | USA | 46250-0457 | [18 empty] | Molecular Test Kit | Both | 53/55 | 287/293 | NP | performance data here is for SARS-CoV-2 detection only--NOT for flu A/B

## Lab Developed Tests
Company | Test Name | Molecular Test Instrument Platform | Instructions for Users or EUA Summary | Link to test web page | Regulatory Status | Sample Type | Point-of-Care? | Sample prep integrated? | Customer Support by Email or Web | Company point of contact | Company telephone number | Company address: street | Company address: city | Company address: state or province | Company address: country | Company address: postal code | Clinical, LOD, or both | PPA | NPA | Performance Target Specimen | Performance Notes
Avellino Lab USA, Inc. | AvellinoCoV2 test | ABI 7500 | https://www.fda.gov/media/136453/download | https://www.avellinocoronatest.com/ | US FDA EUA | oropharyngeal swab, nasopharyngeal swab | N | N | info@AvellinoCoronaTest.com |  | 1-650-396-3741 | 1505 Adams Drive Suite B2 | Menlo Park | CA | USA | 94025 | [6 empty] | N, RNase P | 55 copies per microliter |  |  | x
KorvaLabs Inc. | Curative-Korva SARS-Cov-2 Assay | Bio-Rad CFX96, Bio-Rad CFX Connect, Roche LightCycler | https://www.fda.gov/media/137089/download | https://curativeinc.com/ | US FDA EUA | oropharyngeal swab, nasopharyngeal swab, nasal swab | N | N | support+contact@curativeinc.com |  | 1-424-645-7575 | 430 S. Cataract Ave. | San Dimas | CA | USA | 91773 | [5 empty] | 5,000 tests per day manufacturing 20,000 test kits |  | https://www.fda.gov/media/137089/download |  | 31 hrs
Assurance Scientific Laboratories | Assurance SARS-CoV-2 Panel | BioRad CFX96, BioRad CFX384 | https://www.fda.gov/media/138154/download | https://assurancescientificlabs.com/coronavirus/ | US FDA EUA | nasal swab | N | N | clientservices@assurancescientific.com |  | 1-855-319-4459 | 2868 Acton Road | Vestavia | AL | USA | 35243
Fulgent Therapeutics LLC | Fulgent COVID-19 by RT-PCR Test | ThermoFisher QuantStudio 6, ThermoFisher QuantStudio 7 | https://www.fda.gov/media/139072/download | https://www.fulgentgenetics.com/covid19 | US FDA EUA | nasopharyngeal swab, oropharyngeal swab | N | N | covid19@fulgentgenetics.com |  | 1-626-350-0537 | 4978 Santa Anita Ave | Temple City | CA | USA | 91780
P23 Labs, LLC | P23 Labs TaqPath SARS-CoV-2 Assay | ThermoFisher QuantStudio 5 | https://www.fda.gov/media/138297/download | https://www.azova.com/ext/demo/micro/p23/# | US FDA EUA | nasopharyngeal swab, oropharyngeal swab, nasal swab, nasal wash, bronchoalveolar lavage, saliva | N | N | info@p23labs.com |  | 1-901-290-2233 | 500 South University Ave | Little Rock | AR | USA | 72205
PrivaPath Diagnostics, Inc. | LetsGetChecked Coronavirus (COVID-19) Test | Panther Fusion | https://www.fda.gov/media/138407/download | https://www.letsgetchecked.com/us/en/home-coronavirus-test/ | US FDA EUA | nasal swab | N | N | https://www.letsgetchecked.com/us/en/contact-us/ |  | N/A | 330 W 38th St, #405 | New York | NY | USA | 10018
Gravity Diagnostics, LLC | Gravity Diagnostics COVID-19 Assay | ThermoFisher QuantStudio 7 | https://www.fda.gov/media/138530/download | https://www.gravitydiagnostics.com/ | US FDA EUA | nasopharyngeal swab, oropharyngeal swab, nasal swab, bronchoalveolar lavage | N | N | info@gravitydiagnostics.com |  | 1-855-841-7111 | 632 Russell St | Covington | KY | USA | 41011
Phosphorus Diagnostics LLC | Phosphorus COVID-19 RT-qPCR Test | Bio-Rad CFX384 | https://www.fda.gov/media/138654/download | https://www.phosphorus.com/covid-19 | US FDA EUA | saliva | N | N | https://www.phosphorus.com/contact-us |  | 1-855-746-7423 | 1140 Broadway | New York | NY | USA | 10001
Tide Laboratories, LLC | DTPM COVID-19 RT-PCR Test | ThermoFisher QuantStudio 5 | https://www.fda.gov/media/138818/download | https://www.tidelaboratories.com/covid-19-testing/ | US FDA EUA | oropharyngeal swab, nasopharyngeal swab, nasal swab | N | N | info@tidelaboratories.com |  | 1-256-445-5000 | 913 Airport Road W | Fort Payne | AL | USA | 35968
Kaiser Permanente Mid-Atlantic States | KPMAS COVID-19 Test | Roche cobas 6800 system | https://www.fda.gov/media/139069/download | https://healthy.kaiserpermanente.org/health-wellness/coronavirus-information/testing | US FDA EUA | nasal swab, sputum | N | N | See web link for more details |  |  | See web link for multiple test sites |  |  | USA
Omnipathology Solutions Medical Corporation | Omni COVID-19 Assay by RT-PCR | BD Max | https://www.fda.gov/media/139292/download | https://www.omnipathology.com/covid-19 | US FDA EUA | nasopharyngeal swab, oropharyngeal swab, nasal swab, nasal wash, bronchoalveolar lavage | N | N | info@omnipathology.com |  | 1-626-744-5339 | 11 West Del Mar Boulevard Suite 203 | Pasadena | CA | USA | 91105
The Ohio State University Wexner Medical Center | OSUWMC COVID-19 RT-PCR test | ABI 7500 | https://www.fda.gov/media/139288/download | https://wexnermedical.osu.edu/features/coronavirus/patient-care/covid-19-testing | US FDA EUA | oropharyngeal swab, nasopharyngeal swab, nasal swab | N | N | See web link for more details |  | 1-614-366-6800 | See web link for multiple test sites |  | OH | USA
HealthQuest Esoterics | HealthQuest Esoterics TaqPath SARS-CoV-2 Assay | ThermoFisher QuantStudio 12 | https://www.fda.gov/media/139434/download | https://www.hqesoterics.com/covid-19 | US FDA EUA | nasopharyngeal swab, oropharyngeal swab, nasal swab, nasal wash, bronchoalveolar lavage | N | N | https://www.hqesoterics.com/contact-us |  | 1-949-242-2260 | 6 Bendix | Irvine | CA | USA | 92618
University of Alabama at Birmingham Fungal Reference Lab | FRL SARS CoV-2 Test | ThermoFisher QuantStudio 5 | https://www.fda.gov/media/139437/download | N/A | US FDA EUA | nasopharyngeal swab, oropharyngeal swab, nasal swab, nasal wash, bronchoalveolar lavage | N | N |  |  |  | W273 West Pavilion 619 19th St., South | Birmingham | AL | USA | 35249
Ipsum Diagnostics, LLC | COV-19 IDx assay | ThermoFisher QuantStudio 12 | https://www.fda.gov/media/136621/download | https://ipsumdiagnostics.com/covid-19-resources/cov-19-idx-supplies-kits/ | US FDA EUA | nasopharyngeal swab, oropharyngeal swab | N | N | info@ipsumdiagnostics.com |  | 1-678-915-2299 | 8607 Roberts Drive, Suite 125 | Atlanta | GA | USA | 30350 | [7 empty] | N, RNase P | 8.5 copies per microliter |  |  | x
Rutgers Clinical Genomics Laboratory at RUCDR Infinite Biologics - Rutgers University | Rutgers Clinical Genomics Laboratory TaqPath SARS-CoV-2-Assay | ThermoFisher QuantStudio 5, ThermoFisher ViiA7 | https://www.fda.gov/media/137776/download | https://research.njms.rutgers.edu/genomics/clinical/COVID19Testing | US FDA EUA | nasopharyngeal swab, oropharyngeal swab, nasal swab, bronchoalveolar lavage, saliva | N | N | diagnostics@njms.rutgers.edu |  | 1-973-972-3170 | Rutgers Clinical Genomics Laboratory-Rutgers University 604 Allison Road | Piscataway | NJ | USA | 08854
Quest Diagnostics Infectious Disease, Inc. | Quest SARS-CoV-2 rRT-PCR | ABI 7500 | https://www.fda.gov/media/136231/download | https://testdirectory.questdiagnostics.com/test/test-detail/39448/sars-cov-2-rna-covid-19-qualitative-naat?p=r&q=covid&cc=MASTER | US FDA EUA | nasopharyngeal swab, oropharyngeal swab, bronchoalveolar lavage, sputum | N | N | https://www.questdiagnostics.com/home/contact/ |  | 1-949-728-4000 | 33608 Ortega Highway, Bldg. B-West Wing | San Juan Capistrano | CA | USA | 92675
Laboratory Corporation of America (LabCorp) | COVID-19 RT-PCR Test | ThermoFisher QuantStudio 7 | https://www.fda.gov/media/136151/download | https://www.pixel.labcorp.com/covid-19?utm_source=labcorp&utm_medium=organic&utm_campaign=microsite_covid-19-testing-differences | US FDA EUA | nasopharangeal swab, oropharangeal swab, nasal swab, nasal wash, bronchoalveolar lavage, sputum | N | N | https://support.pixel.labcorp.com/hc/en-us |  | 1-800-833-3935 | 1447 York Court | Burlington | NC | USA | 27215
University of Texas MD Anderson Cancer Center, Molecular Diagnostics Laboratory | MD Anderson High-throughput SARS-CoV-2 RT-PCR Assay | ABI 7500, ThermoFisher QuantStudio Dx, ThermoFisher QuantStudio 7 | https://www.fda.gov/media/139512/download | https://www.mdanderson.org/cancerwise/is-covid-19-coronavirus-testing-accurate-and-9-more-things-to-know-about-covid-19-nasal-swab-testing.h00-159381945.html | US FDA EUA | nasopharangeal swab, oropharangeal swab, nasal swab | N | N | https://www.mdanderson.org/research/research-resources/core-facilities/molecular-diagnostics-lab.html |  | 1-713-794-4780 | Molecular Diagnostics Laboratory, The University of Texas MD Anderson Cancer Center 6565 MD Anderson Blvd. | Houston | TX | USA | 77030
Diagnostic Solutions Laboratory, LLC | DSL COVID-19 Assay | ThermoFisher QuantStudio 5 | https://www.fda.gov/media/139516/download | https://www.diagnosticsolutionslab.com/tests/covid-19-sars-cov-2 | US FDA EUA | nasopharangeal swab, oropharangeal swab, nasal swab, bronchoalveolar lavage | N | N | cs@diagnosticsolutionslab.com |  | 1-877-485-5336 | 5895 Shiloh Rd Suite 101 | Alpharetta | GA | USA | 30005
Everlywell, Inc. | Everlywell COVID-19 Test Home Collection Kit | Collection kit only | https://www.fda.gov/media/138146/download | https://www.everlywell.com/products/covid-19-test/ | US FDA EUA | nasal swab | N | N | contact@everlywell.com |  | N/A | 823 Congress Ave | Austin | TX | USA | 78701
CirrusDx Laboratories | CirrusDx SARS-CoV-2 Assay | ThermoFisher QuantStudio 7, ThermoFisher QuantStudio 5 | https://www.fda.gov/media/137034/download | http://cirrusdx.com/wp-content/uploads/2020/06/CirrusDx-Lab-Test-R1.pdf | US FDA EUA | nasopharyngeal swab, oropharyngeal swab, nasal swab, bronchoalveolar lavage | N | N | info@cirrusdx.com |  | 1-240-813-8801 | 9901 Belward Campus Drive Ste 300 | Rockville | MD | USA | 20850
Hackensack University Medical Center (HUMC) Molecular Pathology Laboratory | CDI Enhanced COVID-19 Test | Mic PCR cycler | https://www.fda.gov/media/137036/download | N/A | US FDA EUA | nasopharyngeal swab, oropharyngeal swab, nasal swab | N | N | https://hmh-cdi.org/contact-us/ |  | 1-201-880-3100 | 111 Ideation Way | Nutley | NJ | USA | 07110
Mayo Clinic Laboratories, Rochester, MN | SARS-CoV-2 Molecular Detection Assay | Roche LightCycler | https://www.fda.gov/media/137163/download | https://www.mayocliniclabs.com/test-catalog/Overview/608934 | US FDA EUA | nasopharyngeal swab, throat swab, nasal swab, sputum, tracheal secretions, bronchoalveolar lavage | N | N | mcl@mayo.edu |  | 1-507-266-5700 | 200 1st Street SW | Rochester | MN | USA | 55905
Diatherix Eurofins Laboratory | SARS-CoV-2 PCR Test | ABI Geneamp 9700, ThermoFisher Veriti Thermal Cycler | https://www.fda.gov/media/137255/download | http://eurofins-diatherix.com/covid-19/ | US FDA EUA | nasal swab, nasopharyngeal swab, oropharyngeal swab, throat swab, sputum | N | N | ClientServicesSpecialists@diatherix-eurofins.com |  | 1-866-979-4242 | 601 Genome Way, Suite 2100 | Huntsville | AL | USA | 35806
Southwest Regional PCR Laboratory LLC. dba MicroGen DX | COVID-19 Key Assay | Roche Lightcycler | https://www.fda.gov/media/137370/download | https://microgendx.com/covid19/ | US FDA EUA | nasopharyngeal swab, oropharyngeal swab, nasal swab, nasal wash, sputum | N | N | https://microgendx.com/covid19/ |  | 1-855-208-0019 | 2002 W. Loop 289, Suite 116 | Lubbock | TX | USA | 79407
Yale New Haven Hospital, Clinical Virology Laboratory | SARS-CoV-2 PCR test | ThermoFisher QuantStudio 6 | https://www.fda.gov/media/136602/download | https://www.ynhhs.org/patient-care/covid-19/covid-19-testing.aspx | US FDA EUA | nasopharangeal swab, oropharangeal swab, nasal swab, bronchoalveolar lavage, sputum | N | N | See web link for more details |  | 1-833-275-9644 | Yale New Haven Hospital Clinical Virology Laboratory PS619, 20 York Street | New Haven | CT | USA | 06504
Infectious Disease Diagnostics Laboratory - Children's Hospital of Philadelphia | SARS-CoV-2 RT-PCR test | ThermoFisher QuantStudio Dx | https://www.fda.gov/media/136656/download | https://www.testmenu.com/chop/Tests/1034587 | US FDA EUA | nasopharangeal swab, nasal swab, nasal wash, bronchoalveolar lavage | N | N | https://www.chop.edu/centers-programs/pathology-and-laboratory-medicine/contact |  | 1-215-590-2050 | Infectious Disease Diagnostics Laboratory, The Children's Hospital of Philadelphia, Main Building, 5th Floor, Room 5NW43 | Philadelphia | PA | USA | 19104
Diagnostic Molecular Laboratory - Northwestern Medicine | SARS-Cov-2 Assay | ThermoFisher QuantStudio 6 | https://www.fda.gov/media/136669/download | https://news.feinberg.northwestern.edu/2020/03/northwestern-scientists-transform-lab-for-covid-19-testing/ | US FDA EUA | nasopharangeal swab, oropharangeal swab, nasal swab, bronchoalveolar lavage | N | N | NUSeq@northwestern.edu |  | 1-312-503-3680 | Northwestern Medicine Diagnostic Molecular Lab 710 N. Fairbanks; Olson Building Room 2-505 | Chicago | IL | USA | 60611
Massachusetts General Hospital | MGH COVID-19 qPCR assay | Roche cobas Z 480 system, ThermoFisher QuantStudio 7, ThermoFisher ViiA7 | https://www.fda.gov/media/136699/download | N/A | US FDA EUA | nasopharangeal swab, oropharangeal swab, nasal swab, bronchoalveolar lavage | N | N | https://www.massgeneral.org/pathology/services/center-for-integrated-diagnostics-default |  | 1-617-724-1285 | Center for Integrated Diagnostics (CID), Jackson Building, 10th Floor, 55 Fruit St | Boston | MA | USA | 02114
Viracor Eurofins Clinical Diagnostics | Viracor SARS-CoV-2 assay | ABI 7500 | https://www.fda.gov/media/136740/download | https://www.viracor-eurofins.com/test-menu/8300-coronavirus-covid-19-sars-cov-2-rt-pcr/ | US FDA EUA | nasopharangeal swab, nasal swab, nasal wash, bronchoalveolar lavage | N | N | info@Viracor-Eurofins.com |  | 1-800-305-5198 | 1001 NW Technology Drive | Lees Summit | MO | USA | 64086
Stanford Health Care Clinical Virology Laboratory | Stanford SARS-CoV-2 assay | Qiagen Rotor-Gene Q | https://www.fda.gov/media/136818/download | http://clinicalvirology.stanford.edu/ (has not been updated) | US FDA EUA | nasopharangeal swab, oropharyngeal swab, nasal swab, bronchoalveolar lavage | N | N | N/A |  | 1-877-717-373 | Clinical Virology Laboratory, Stanford Health Care, 3375 Hillview Avenue | Palo Alto | CA | USA | 94304
University of North Carolina Medical Center | UNC Health SARS-CoV-2 real-time RT-PCR test | ABI 7500 | https://www.fda.gov/media/136880/download | https://www.uncmedicalcenter.org/mclendon-clinical-laboratories/available-tests/covid-19-pcr/ | US FDA EUA | nasopharangeal swab, oropharangeal swab, nasal swab, nasal wash, bronchoalveolar lavage | N | N | https://www.uncmedicalcenter.org/mclendon-clinical-laboratories/contact-us/ |  | 1-919-966-2361 | McLendon Clinical Laboratories 101 Manning Drive | Chapel Hill | NC | USA | 27514
Specialty Diagnostic (SDI) Laboratories | SDI SARS-CoV-2 Assay | ABI 7500 | https://www.fda.gov/media/136877/download | https://sdilabsinc.com/covid-19-testing/ | US FDA EUA | nasopharangeal swab, oropharangeal swab | N | N | crm@Sdilabsinc.com |  | 1-877-509-0376 | Clinical Genetics Center, 12634 Hoover Street | Garden Grove | CA | USA | 92841
Orig3n, Inc. | Orig3n 2019 Novel Coronavirus (COVID-19) Test | ThermoFisher QuantStudio 7 | https://www.fda.gov/media/136873/download | https://orig3n.com/covid19/ | US FDA EUA | nasopharangeal swab, oropharyngeal swab, nasal swab | N | N | https://orig3n.com/covid19/ |  | 1-800-913-6351 | 27 Drydock Ave., 3rd Floor | Boston | MA | USA | 02210
Pathology/Laboratory Medicine Lab of Baptist Hospital Miami | COVID-19 RT-PCR Test | ThermoFisher QuantStudio 7 | https://www.fda.gov/media/136944/download | https://baptisthealth.net/baptist-health-news/miami-cancer-institute-develops-in-house-test-for-covid-19/ | US FDA EUA | nasopharangeal swab, oropharyngeal swab | N | N | N/A |  | 1-786-596-2000 | Baptist Hospital of Miami Molecular Diagnostic Laboratory, 8900 North Kendall Drive | Miami | FL | USA | 33176
Integrity Laboratories | SARS-CoV-2 Assay | ThermoFisher QuantStudio 12 | https://www.fda.gov/media/136942/download | https://integritylaboratories.com/index.php/covid-19/sars-cov-2-rt-pcr-assay-for-active-infection/ | US FDA EUA | nasopharangeal swab, oropharyngeal swab, nasal swab | N | N | info@integritylaboratories.com |  | 1-844-658-5745 | 830 Corridor Park Blvd | Knoxville | TN | USA | 37932
Exact Sciences Laboratories | SARS-CoV-2 Test | ThermoFisher QuantStudio 5 | https://www.fda.gov/media/137095/download | https://www.exactlabs.com/covid-19-testing | US FDA EUA | nasopharangeal swab, oropharyngeal swab, nasal swab | N | N | N/A |  | 1-844-870-8870 | 145 E. Badger Road, Suite 100 | Madison | WI | USA | 53713
Infectious Diseases Diagnostics Laboratory (IDDL), Boston Children's Hospital | Childrens-Altona-SARS-CoV-2 Assay | Qiagen Rotor-Gene Q | https://www.fda.gov/media/136971/download | N/A | US FDA EUA | nasopharangeal swab, oropharyngeal swab, nasal swab | N | N | Nira.Pollock@childrens.harvard.edu |  | 1-857-218-5113 | 300 Longwood Avenue, Farley Building, 8th Floor, Room FA828 | Boston | MA | USA | 02115
Cormeum Laboratory Services | Cormeum SARS-CoV-2 Assay | ThermoFisher QuantStudio 12 | https://www.fda.gov/media/138934/download | https://www.cormeumlabs.com/ | US FDA EUA | nasopharyngeal swab | N | N | N/A |  | 1-504-236-4030 | 4520 Wichers Dr, Suite 105 | Marrero | LA | USA | 70072
Warrior Diagnostics, Inc. | Warrior Diagnostics SARS-CoV-2 Assay | Agilent AriaMX | https://www.fda.gov/media/138790/download | https://warrior-dx.com/covid-19/ | US FDA EUA | nasopharyngeal swab | N | N | info@warrior-dx.com |  | 1-970-541-4726 | 6215 Aviation Circle | Loveland | CO | USA | 80538
Nebraska Medicine Clinical Laboratory | NEcov19 RT-PCR Assay | ThermoFisher QuantStudio Dx | https://www.fda.gov/media/138625/download | https://www.testmenu.com/nebraska | US FDA EUA | nasopharyngeal swab, oropharyngeal swab, nasal swab, nasal wash, bronchoalveolar lavage | N | N |  |  |  | 560 S. 45th | Omaha | NE | USA | 68198
Aspirus Reference Laboratory | Aspirus SARS-CoV rRT Assay | BD Max | https://www.fda.gov/media/138526/download | https://www.aspirus.org/coronavirus-covid19 | US FDA EUA | nasopharyngeal swab, oropharyngeal swab, nasal swab, bronchoalveolar lavage | N | N |  |  | 1-800-847-4707 | 333 Pine Ridge Boulevard | Wausau | WI | USA | 54401
CSI Laboratories | CSI SARS-CoV-2 RT PCR Test | ThermoFisher QuantStudio 7 | https://www.fda.gov/media/138528/download | https://www.csilaboratories.com/service/molecular/ | US FDA EUA | nasopharyngeal swab, oropharyngeal swab, nasal swab, bronchoalveolar lavage | N | N | info@csilaboratories.com |  | 1-678-248-8000 | 2580 Westside Parkway | Alpharetta | GA | USA | 30004
Exact Sciences Laboratories | Exact Sciences SARS-CoV-2 (N gene detection) Test | ABI 7500 | https://www.fda.gov/media/138328/download | https://www.exactlabs.com/covid-19-testing | US FDA EUA | nasopharyngeal swab, oropharyngeal swab, nasal swab, bronchoalveolar lavage | N | N |  |  | 1-844-870-8870 | 650 Forward Drive | Madison | WI | USA | 53711
Express Gene LLC (dba Molecular Diagnostics Laboratory) | Express Gene 2019-nCoV RT-PCR Diagnostic Panel | ThermoFisher QuantStudio 12 | https://www.fda.gov/media/138330/download | https://expressgene.us/covid-19#5d6abca8-e707-4841-ba9a-ce17e3830960 | US FDA EUA | nasopharyngeal swab, oropharyngeal swab, nasal swab, nasal wash, bronchoalveolar lavage | N | N |  |  | 1-786-250-3419 | 9000 SW 152nd Street, Suite 209 | Palmetto Bay | FL | USA | 33157
Avera Institute for Human Genetics | Avera Institute for Human Genetics SARS-CoV-2 Assay | ThermoFisher Quantstudio 7 | https://www.fda.gov/media/138332/download | https://www.avera.org/how-to-prepare-for-the-coronavirus-covid-19/ | US FDA EUA | nasopharyngeal swab, oropharyngeal swab, nasal swab, bronchoalveolar lavage | N | N |  |  |  | 3720 W. 69th Street | Sioux Falls | SD | USA | 57108
Color Genomics, Inc. | Color SARS Cov-2 Diagnostic Assay | Biotek Synergy NEO2 | https://www.fda.gov/media/138249/download | https://www.color.com/covid | US FDA EUA | nasopharyngeal swab, oropharyngeal swab, nasal swab, nasal wash, bronchoalveolar lavage | N | N | support@color.com |  | 844-362-6567 | 863 Mitten Road, Suite 100 | Burlingame | CA | USA | 94010
One Health Laboratories, LLC | SARS-CoV-2 Real-Time RT-PCR-Test | Biomeme Franklin three9 | https://www.fda.gov/media/138063/download | https://onehealthlabs.com/#test | US FDA EUA | nasopharyngeal swab, oropharyngeal swab, nasal swab, nasal wash | N | N |  |  |  | 1015 Chestnut Street, Suite 1401 | Philadelphia | PA | USA | 19017
Cedars-Sinai Medical Center, Department of Pathology and Laboratory Medicine | SARS-CoV-2-Assay | ABI 7500, ThermoFisher QuantStudio 6 | https://www.fda.gov/media/138065/download | N/A | US FDA EUA | nasopharyngeal swab | N | N |  |  | 1-800-233-2771 | 8700 Beverly Blvd. | Los Angeles | CA | USA | 90048
Columbia University Laboratory of Personalized Genomic Medicine | TRIPLEX CII-SARS-CoV-2 rRT-PCR TEST | ABI 7500 | https://www.fda.gov/media/137983/download | N/A | US FDA EUA | nasopharyngeal swab, oropharyngeal swab, nasal swab | N | N | pgminquiry@cumc.columbia.edu |  | 212-305-9706 | 630 W 168th Street, VP&S11-453 | New York | NY | USA
AIT Laboratories | SARS-CoV-2 Test | ThermoFisher QuantStudio 12 | https://www.fda.gov/media/137374/download | https://healthtrackrx.com/news-media/ait-laboratories-a-healthtrackrx-company-launches-testing-to-detect-novel-coronavirus-covid-19 | US FDA EUA | nasopharyngeal swab, oropharyngeal swab, nasal swab, bronchoalveolar lavage, sputum | N | N | Info@healthtrackrx.com |  | 1-844-218-3097 | 1500 IH 35W | Denton | TX | USA | 76207
Ultimate Dx Laboratory | UDX SARS-CoV-2 Molecular Assay | ThermoFisher QuantStudio 12 | https://www.fda.gov/media/137372/download | https://ultimatedx.com/covid19/ | US FDA EUA | nasopharyngeal swab, oropharyngeal swab, nasal swab | N | N | info@ultimatedx.com |  | 1-800-799-7248 | 516 N Larchmont Blvd | Los Angeles | CA | USA | 90004
Nationwide Children's Hospital | SARS-CoV-2 Assay | ThermoFisher QuantStudio 7 | https://www.fda.gov/media/137423/download | https://www.nationwidechildrens.org/specialties/laboratory-services/lab-test-directory/2019-novel-coronavirus-sars-cov-2-pcr | US FDA EUA | nasopharyngeal swab, oropharyngeal swab, nasal swab, nasal wash, bronchoalveolar lavage, sputum | N | N | https://www.nationwidechildrens.org/privacy-policy/contact-information |  | 1-614-722-2000 | 700 Children’s Drive, Bldg H | Columbus | OH | USA | 43205
Biocerna | SARS-CoV-2 Test | ThermoFisher QuantStudio 5 | https://www.fda.gov/media/137450/download | N/A | US FDA EUA | nasopharyngeal swab, oropharyngeal swab, nasal swab, bronchoalveolar lavage | N | N | http://www.biocerna.com/contact |  | 1-855-362-5221 | 8161 Maple Lawn Blvd, Suite 375 | Fulton | MD | USA | 20759
Altru Diagnostics, Inc. | Altru Dx SARS-CoV-2 RT-PCR assay | ThermoFisher QuantStudio 12 | https://www.fda.gov/media/137546/download | N/A | US FDA EUA | nasopharyngeal swab, oropharyngeal swab, nasal swab | N | N | N/A |  | 1-701-577-0498 | 8562 Katy Freeway, Suite 152 | Houston | TX | USA | 77024
UTMG Pathology Laboratory | UTHSC/UCH SARS-CoV-2-RT-PCR Assay | AriaMx | https://www.fda.gov/media/137656/download | N/A | US FDA EUA | nasal swab | N | N | pathdept@uthsc.edu |  | 1-901-448-6300 | 930 Madison Avenue, Suite 500 | Memphis | TN | USA | 38163
Biocollections Worldwide, Inc. | Biocollections Worldwide SARS-Co-V-2 Assay | Abbott m2000 | https://www.fda.gov/media/137897/download | N/A | US FDA EUA | nasopharyngeal swab, oropharyngeal swab, nasal swab, nasal wash, bronchoalveolar lavage | N | Y | info@biocollections.com |  | 1-305-792-2090 | 5735 NE 2nd Avenue | Miami | FL | USA | 33137
John Vozella
Life Technologies Corporation
Julie Ogi

## Serological test fields
Company | Test Name | Test format | Test target | Sample type | Sample collection | Regulatory status | Clinical sensitivity | Clinical specificity | Source of performance data | Turn-around time | Sample prep integrated? | # of tests per instrument run | # of tests / kit | Product No. | Test reader required? | Company point of contact | Company telephone number | Company address: street | Company address: city | Company address: state or province | Company address: country | Company address: postal code | Cost / kit | Test in stock? | Lead time to ship orders | Company stage | Company valuation | Company entered serological test market | # of other tests in the marketplace / number with FDA approval / with CE mark / CFDA approval | Production rate of tests | Still expanding production capacity? | Clinical, LOD, or both | PPA | NPA | Performance Target Specimen | Performance Notes
Name of company | Commercial name of test | Rapid diagnostic test, ELISA | IgG, IgM, IgG + IgM, viral antigen | Whole blood, serum, plasma | Venipuncture, finger stick | US FDA EUA |  |  | Ideally a link to a document on the internet: published paper, company website, regulatory agency record. |  |  | For ELISA only |  |  | For most RDT this will be "no". Some have readers. N/A for ELISA | [8 empty] | Y/N |  | Private, wholly-owned subsidiary, public | Share price x shares outstanding | Year | W/X/Y/Z | kits / unit time | Y/N
Ortho Clinical Diagnostics, Inc. | VITROS Immunodiagnostic Products Anti-SARS-CoV-2 Total Reagent Pack |  | IgG, IgA, IgM | Serum, Plasma | 80 μL of sample for each determination | US FDA EUA | 0.95 | 1 | https://www.fda.gov/media/136967/download | 85 mins | Y |  | 100 |  | VITROS ECi/ECiQ/3600 Immunodiagnostic Systems and the VITROS 5600/XT 7600 Integrated Systems | US-CustomerService@orthoclinicaldiagnostics.com | (+1) 800 828 6316 | 100 Indigo Creek Drive | Rochester | NY | USA | 14626
Chembio Diagnostic System, Inc | DPP COVID-19 IgM/IgG System | Dual sample path paltform that distributes sample onto two assay paths (strips | IgM,IgG | fingerstick whole blood, venous whole blood, serum, or plasma (lithium heparin or EDTA) samples | fingerstick | US FDA EUA | >77.4% | >94.7% | https://www.fda.gov/media/136963/download | <25 mins | Y |  | 20 | 65-9569-0 | DPP® Micro Reader Kit for Use with DPP COVID-19 IgM/IgG System 70-1069-0 DPP® Micro Reader II Kit for Use with DPP COVID-19 IgM/IgG System 70-1070-0 | info@chembio.com | 001 631 924 1135 | 3661 HORSEBLOCK ROAD | MEDFORD | NY | USA | 11763
Mount Sinai Laboratory | COVID-19 ELISA IgG Antibody Test | ELISA | IgG | serum, plasma |  | US FDA EUA |  |  | https://www.fda.gov/media/137029/download |  | N | For ELISA only |  |  | Components specific to the COVID-19 ELISA IgG Antibody Test include the recombinant RBD protein and the recombinant full-length Spike protein are both developed at the Mount Sinai Laboratory (MSL)
Autobio Diagnostics Co. Ltd. | Anti-SARS-CoV-2 Rapid Test | Cassette contains membranes which are pre-coated with two mouse anti-human monoclonal antibodies (anti-IgG and anti-IgM) on two separated test lines | IgM, IgG | serum, plasma | 10µL | US FDA EUA | >95.7% | 99% | https://www.fda.gov/media/137367/download https://hardydiagnostics.com/sars-cov-2/ | ~30 + 15 mins | Y |  | 50 | RTA0203 |  | TechService@HardyDiagnostics.com | (805) 346-2766 ext. 5658 | 1430 West McCoy Lane, Santa | Maria | CA | China | 93455
Ortho-Clinical Diagnostics, Inc. | VITROS Immunodiagnostic Products Anti-SARS-CoV-2 IgG Reagent Pack |  | IgG | serum | 20µL | US FDA EUA | 87.5% | 100% | https://www.fda.gov/media/137363/download | 85 mins |  |  | 100 |  | VITROS ECi/ECiQ/3600 Immunodiagnostic Systems and the VITROS 5600/XT 7600 Integrated Systems | US-CustomerService@orthoclinicaldiagnostics.com | (+1) 800 828 6316 | 100 Indigo Creek Drive | Rochester | NY | USA | 14626
DiaSorin Inc. | LIAISON SARS-CoV-2 S1/S2 IgG |  | IgG, IgG anti-S1, IgG anti-S2 | serum, plasma | 2.4mL | US FDA EUA | 97.4% | 98.5% | https://www.fda.gov/media/137359/download https://www.diasorin.com/en/immunodiagnostic-solutions/clinical-areas/infectious-diseases/covid-19 | 170 per hour |  | indirect chemiluminescence immunoassay | 100 | 311450 | LIAISON® XL |  | 1.651.439.9710 / +1.800.328.1482 | 1951 Northwestern Avenue - P.O. Box 285 | Stillwater | MN | USA | 55082-0285
Cellex Inc. | qSARS-CoV-2 IgG/IgM Rapid Test | lateral flow immunoassay | IgG, IgM | serum, plasma, whole blood | 10μL | US FDA EUA | 93.8% | 96% | https://www.fda.gov/media/136625/download |  |  |  | 25, 50, 100 |  | N/A | James X. Li, Ph.D tech@cellex.us |  | 76 TW Alexander Drive | Research Triangle Park | NC | USA | 27709
Quidel Corporation | Sofia 2 SARS Antigen FIA |  | Antigen |  |  | US FDA EUA
Abbott Laboratories Inc. | SARS-CoV-2 IgG assay | two-step immunoassay using CMIA | IgG | serum, plasma | 25 µL | US FDA EUA | 96.77% (≥ 14 days post-symptom onset) | 99.63% | https://www.fda.gov/media/137383/download |  |  |  | 100, 500 | 06R8620 (100 tests) 06R8630 (500 tests) | ARCHITECT i1000SR and i2000SR | Jacob Richards, Ph.D. | 1-877-4ABBOTT | 100 Abbott Park Road | Abbott Park | IL | USA | 60064
Bio-Rad Laboratories, Inc | Platelia SARS-CoV-2 Total Ab assay | ELISA | IgM, IgA, IgG | serum, plasma | 15 µL | US FDA EUA | 100% (serum), 83.33% (plasma) | 99.51% (serum), 100% (plasma) | https://www.fda.gov/media/137493/download |  |  | 96 | 96, 480 | 72710 (96 tests) 12013798 (480 tests) | N/A | TechSupportUSSD-Redmond@bio-rad.com |  | 4000 Alfred Nobel Dr | Hercules | CA | USA | 94547
Wadsworth Center, New York State Department of Health | New York SARS-CoV Microsphere Immunoassay for Antibody Detection | fluorescent immunoassay that uses full-length recombinant nucleocapsid protein | IgG, IgM, IgA | serum |  | US FDA EUA | 88% | 99.6% | https://www.fda.gov/media/137541/download | [5 empty] | Luminex FlexMap dual laser cytometer | NYS.CoV2.test.event.report@health.ny.gov | 518 474 4177 | New York State Department of Health Empire State Plaza, P0 Box 509 | Albany | NY | USA | 10509
Roche Diagnostics | Elecsys Anti-SARS-CoV-2 | electrochemiluminescence immunoassay “ECLIA” | nucleocapsid (N) antigen | serum, plasma | 20 µL (cobas e411, cobas e601, cobas e602) 12 µL (cobas e801) | US FDA EUA | 100% (≥ 14 days post PCR confirmation) | 99.81% | https://www.fda.gov/media/137605/download | 18 mins |  |  | 200, 300 | 09203095190 (200 tests) 09203079190 (300 tests) | cobas e 411 cobas e 601 cobas e 602 cobas e 801 |  | 1-866-987-6243 | Sandhofer Strasse 116 | Mannheim |  | Germany | D-68305
EUROIMMUN US Inc. | Anti-SARS-CoV-2 ELISA (IgG) | ELISA | IgG | serum, plasma | 10 µl | US FDA EUA | 90% | 100% | https://www.fda.gov/media/137609/download |  | N | 96 | 96 | EI 2606-9601 G | N/A | support@euroimmun.us |  | 1 Bloomfield Avenue | Mountain Lakes | NJ | USA | 7046

## Sample Types
nasopharyngeal swab
oropharyngeal swab | throat swab
nasal wash | nasopharyngeal aspirate | nasopharyngeal wash | nasal aspirate | nasal aspirate specimens
nasal swab | anterior nasal swab | midturbinate nasal swab | mid-turbinate swab
bronchoalveolar lavage | bronchial wash | tracheal aspirates | lower respiratory tract aspirates | bronchoalveolar lavage fluid
sputum
saliva